## Menu
Table of Contents - Qualification of the Maintenance Asset List
ELINS |  | Qty |  | MECHANICAL |  | Qty |  | CIVIL |  | Qty
1 | CONTROL SYSTEM (DCS & RACK ROOM) | 69 | 100% | 26 | AGITATOR | 17 | 100% | 52 | BUILDING | 14 | 100%
2 | CONTROL VALVE | 711 | 100% | 27 | GEAR PUMP | 13 | 100% | 53 | SHELTER | 26 | 100%
3 | FLOW METER | 383 | 100% | 28 | RECIPROCATING PUMP | 31 | 100% |  |  | 40 | 100%
4 | PRESSURE INSTRUMENT | 323 | 100% | 29 | CENTRIFUGAL PUMP | 121 | 100%
5 | PRESSURE GAUGE | 683 | 100% | 30 | BLOWER | 19 | 100%
6 | TEMPERATURE INSTRUMENT | 468 | 100% | 31 | COMPRESSOR | 20 | 100%
7 | TEMPERATURE GAUGE | 192 | 100% | 32 | Package Unit | 50 | 100%
8 | LEVEL INSTRUMENT | 298 | 100% | 33 | SEPARATOR | 20 | 100%
9 | LEVEL GAUGE | 176 | 100% | 34 | TANK | 77 | 100%
10 | ANALYZER | 37 | 100% | 35 | DRUM | 98 | 100%
11 | MISCELLENOUS (GD,VS,HY,HC,PY,TY, RD) | 114 | 100% | 36 | TOWER | 34 | 100%
12 | MOTOR | 435 | 100% | 37 | REAKTOR | 13 | 100%
13 | TRANSFORMER | 10 | 100% | 38 | HEAT EXCHANGER (STHE, PHE) | 158 | 100%
14 | BATTERY | 268 | 100% | 39 | FILTER | 45 | 100%
15 | PANEL LISTRIK | 46 | 100% | 40 | CANNED PUMP | 123 | 100%
16 | PANEL INSTRUMENT | 36 | 100% | 41 | EJECTOR | 4 | 100%
17 | RECEIPTACLE | 114 | 100% | 42 | SAFETY VALVE | 167 | 100%
18 | PAGING SYSTEM | 34 | 100% | 43 | STEAM TRAP | 27 | 100%
19 | AIR CONDITIONING | 55 | 100% | 44 | STRAINER | 62 | 100%
20 | FASILITAS (SNORKLIFT, PENGUSIR TIKUS, PABX) | 31 | 100% | 45 | STATIC MIXER | 9 | 100%
21 | CATHODIC PROTECTION | 26 | 100% | 46 | HEAT EXCHANGER (AIR FIN COOLER) | 47 | 100%
22 | GROUNDING | 73 | 100% | 47 | PIPING LIST SYN GAS | 499 | 100%
23 | JUNCTION BOX | 122 | 100% | 47-1 | VALVE LIST SYN GAS | 520 | 99.62%
24 | CUBICLE | 335 | 100% | 48 | PIPING LIST OCTANOL | 2078 | 100%
25 | PLC & SCADA | 12 | 100% | 48-1 | VALVE LIST OCTANOL | 556 | 99.86%
25-1 | BREATHER VALVE | 43 | 100% | 49 | PIPING LIST UTILITY | 420 | 100%
25-2 | SWITCHGEAR 20KV & 6.3 KV | 31 | 100% | 49-1 | VALVE LIST UTILITY | 419 | 99.76%
25-3 | PERALATAN LABORAT | 22 | 100% | 50 | PIPING LIST CO2 GAS | 33 | 100%
25-4 | ROAD LIGHTING | 97 | 100% | 50-1 | VALVE LIST CO2 GAS | 33 | 100%
25-5 | ALAT UKUR | 39 | 100% | 51 | PIPING LIST CO2 LIQUID | 105 | 100%
25-6 | CABLE | 1448 | 99.59% | 51-1 | VALVE LIST CO2 LIQUID | 105 | 100%
| Total equipment | 6731 | 99.86%
| Total progress terecord | 2 |  |  |  | 5923 | 99.92% |  | Total Progress : |  | 99.93%
Note:
Criteria= C : Critical; S : Safety; E : Environment
Criteria Level= *: 1 criteria, **: 2 Criteria, ***: 3 Criteria
Criteria Point= 5: *, 25: **, 125: ***
1 | 5
2 | 25
3 | 125

## 53
SHELTER
NO | Code | NAME | LOCATION | Area | SIZE | Category |  | COMPLEX GRADE | REMARK
|  | SHELTER |  |  |  | Score | Grade
1 |  | Shelter RO | Gate 2 | Utility
2 |  | Shelter Chemical | Gate 2 | Utility
3 |  | Shelter Maintenance | Gate 2 | Utility
4 |  | Waste Shelter ( B3 ) | Gate 2 | Utility
5 |  | Foam trailer shelter | Gate 2 | Utility
6 |  | Shelter RO SWWT | Gate 2 | Utility
7 |  | Shelter H-923 | Gate 2 | Utility
8 |  | Shelter H-922 | Gate 2 | Utility
9 |  | Shelter N2 Generator | Gate 2 | Utility
10 |  | Shelter Chiller & comp udara | Gate 2 | Utility
11 |  | Shelter Inject Chemical cooling tower | Gate 2 | Utility
12 |  | Shelter C-412, C-150 | Gate 2 | Octanol
13 |  | Shelter D-102 | Gate 2 | Octanol
14 |  | Shelter C-012, C-011/018 | Gate 2 | Syngas
15 |  | Shelter C-009 | Gate 2 | Syngas
16 |  | Shelter Reformer | Gate 2 | Syngas
17 |  | Shelter CO2 gas | Gate 2 | CO2 gas
18 |  | Shelter Boiler EMO | Gate 2 | CO2 gas
19 |  | Shelter Boiler C-993 | Gate 2 | CO2 gas
20 |  | Shelter Boiler NPG | Gate 2 | NPG
21 |  | Shelter CO2 liquid | Gate 2 | CO2 liquid
22 |  | Shelter pompa loading CO2 liquid | Gate 2 | CO2 liquid
23 |  | POS 3 Shelter | Gate 2 | -
24 |  | POS-4 Shelter | Gate 2 | -
25 |  | POS-5 Shelter | Gate 2 | -
26 |  | POS-6 Shelter | Gate 2 | -
|  |  | Gate 2 | -
Total Asset : |  | 26

## 52
BUILDING / GEDUNG
NO | Code | NAME | LOCATION | SIZE | Category |  | COMPLEX GRADE | REMARK
|  | Building / Gedung |  |  | Score | Grade
1 |  | Maintenance | Gate 2
2 |  | Safety | Gate 2
3 |  | Laboratory | Gate 2
4 |  | EDG | Gate 2
5 |  | Main Subtation | Gate 2
6 |  | MCR | Gate 2
7 |  | Office produksi | Gate 2
8 |  | A/C Room | Gate 2
9 |  | Rack room | Gate 2
10 |  | A/C Room | Gate 2
11 |  | LSS | Gate 2
12 |  | Analyzer room Octanol | Gate 2
13 |  | Analyzer room CO2 Liquid | Gate 2
14 |  | MCC Room | Gate 2
Total Asset : |  | 14

## 51-1
|  | EQUIPMENT LIST |  |  | Document No. |  |  | : MNTC-ME
[5 empty] | Revision |  |  | : 0
[5 empty] | Date of issue |  |  | : 2025
PT. PETRO OXO NUSANTARA |  |  |  |  | Page |  |  | :
VALVE LIST CO2 LIQUID
NO | Code | Line Number piping + accecories | Diameter | SCH | Valve | Material | Remark
CO2 Liquid
1 | 510362 | CG-B365R-A-P36128
2 | 510363 | CG-B365R-A-P36146
3 | 510364 | CG-B365R-A-P36149
4 | 510365 | CG-E150-A-P11502
5 | 510366 | CG-E150-A-P11502
6 | 510367 | CG-E150-A-P12301
7 | 510368 | CG-E150-A-P12302 | 6" | 150 | BV2 | SS316 | Butterfly Valve
|  |  | 1" | - | BLV1 | SS | Ball Valve
8 | 510369 | CG-E150-A-P12302 | 1/2" | - | BLV1 |  | Ball Valve
9 | 510374 | CG-E435-A-P11607 | 1 | - | BLV1 | SS | Ball Valve
|  |  | 1 | 300 | CV1 | SS | Check Valve
|  |  | 1/2 | - | BLV1 | SS | Ball Valve
10 | 510375 | CG-E435-A-P36127 | 1 | - | BLV1 | SS | Ball Valve
|  |  | 1/2 | - | BLV1 | SS | Ball Valve
11 | 510376 | CG-E150-A-P67901 | 1/2 | - | NV2 |  | Needle Valve
12 | 510377 | CG-E150-A-P67901 | 1/2 | - | NV4 |  | Needle Valve
13 | 510378 | CG-E150-A-P67901 | 1/2 | - | NV3 |  | Needle Valve
14 | 510379 | CG-E150-A-P67901 | 1/2 | - | NV3 |  | Needle Valve
15 | 510380 | CG-F435-A-P20138 | 1 | - | BLV1 | SS | Ball Valve
16 | 510381 | CG-F435-A-P20138 | 2 | - | BLV2 | SS | Ball Valve
17 | 510382 | CG-F435-A-P33531
18 | 510383 | CL-B365R-A-P37315
19 | 510384 | CW-A150-A-P11420
20 | 510385 | CW-A150-A-P11226
21 | 510386 | CW-A150-A- P50102 | 14 | 150 | BV1 | SS316 | Butterfly Valve
|  |  | 1 |  | BLV1 | SS | Ball Valve
|  |  | 1/2 |  | BLV1 |  | Ball Valve
22 | 510387 | CO-A150-A-P10114
23 | 510388 | CW-A150-A- P50106
24 | 510389 | CW-A150-A- P50108
25 | 510390 | CW-A150-A-P50113
26 | 510391 | CW-A150-A-P10116
27 | 510392 | CW-A150-A- P40123
28 | 510393 | CO-A150-A-P10120
29 | 510394 | CW-A150-A- P11509
30 | 510395 | CW-A150-A-P11410
31 | 510396 | CO-A150-A-P10320
32 | 510397 | CW-A150-A-P50101 | 14 | 150 | BV1 | SS316 | Butterfly Valve
|  |  | 1 |  | BLV1 | SS | Ball Valve
|  |  | 1/2 |  | BLV1 |  | Ball Valve
33 | 510398 | CW-A150-A-P50107
34 | 510399 | CW-A150-A-P11418
35 | 510400 | CW-A150-A-P10117
36 | 510401 | CO-A150-A-P10115
37 | 510402 | CO-A150-A-P10314
38 | 510406 | CW-A150-A-P50111
39 | 510407 | FG-A150-A-P10101 | 1/2 |  | BLV2 |  | Ball Valve
40 | 510408 | FG-E150-A-P11209 | 1/2 |  | BLV2 |  | Ball Valve
41 | 510409 | CW-A150-A-P50120
42 | 510410 | FG-E150-A-P10102 | 1/2 |  | BLV2 |  | Ball Valve
43 | 510411 | CW-A150-A-P50119
44 | 510412 | FG-A150-A-P10122 | 1-1/2 |  | BLV1 | CS | Ball Valve
45 | 510413 | FG-A150-A-P10121 | 1-1/2 |  | BLV1 | CS | Ball Valve
46 | 510414 | CW-A150-A-P50121
47 | 510415 | FG-E150-A-P11302
48 | 510416 | FG-E150-A-P11302 | 1/2 |  | BLV2 |  | Ball Valve
49 | 510417 | FG-E150-A-P11427 | 1/2 |  | NDV1 |  | Needle Valve
50 | 510418 | FG-E150-A-P11428 | 1/2 |  | NDV1 |  | Needle Valve
51 | 510419 | FG-E150-A-P11435 | 1/2 |  | NDV1 |  | Needle Valve
52 | 510420 | FG-E150-A-P11425 | 1/2 |  | NDV1 |  | Needle Valve
53 | 510421 | FG-E150-A-P11426 | 1/2 |  | NDV1 |  | Needle Valve
54 | 510422 | FG-E150-A-P11310 | 16 | 150 | CV1 | SS316 | Check Valve
|  |  | 1/2 | - | BLV1 | SS | Ball Valve
55 | 510424 | FG-E150-A-P11304 | 1 |  | BLV1 | SS | Ball Valve
56 | 510425 | FG-E150-A-P11433 | 1/2 |  | NDV1 |  | Needle Valve
57 | 510426 | FG-E150-A-P11434 | 1/2 |  | NDV1 |  | Needle Valve
58 | 510427 | ME-E150-A-P10443
59 | 510428 | ME-E150-A-P10301
60 | 510429 | ME-E150-A-P11414 | 1/2 | - | BLV1 | SS | Ball Valve
61 | 510430 | FG-E150-A-P11436 | 1/2 |  | NDV1 |  | Needle Valve
62 | 510431 | ME-E150-A-P11417
63 | 510432 | ME-E150-A-P11460 | 1/2 | - | BLV1 | SS | Ball Valve
64 | 510433 | ME-E150-A-P11440
65 | 510434 | ME-E150-A-P11500 | 1/2 |  | NDV1 |  | Needle Valve
66 | 510435 | ME-E150-A-P11500 | 1/2 |  | NDV1 |  | Needle Valve
67 | 510436 | ME-E150-A-P11500 | 1/2 |  | NDV1 |  | Needle Valve
68 | 510437 | ME-E150-A-P11530
69 | 510438 | ME-E150-A-P11602
70 | 510439 | ME-E150-A-P11504
71 | 510440 | ME-E150-A-P11531
72 | 510441 | ME-E150-A-P11508
73 | 510442 | ME-E150-A-P11605
74 | 510443 | ME-E150-A-P11605 | 1/2 |  | BLV1 |  | Ball Valve
|  |  | 1/2 |  | NDV1 |  | Needle Valve
75 | 510444 | ME-E150-A-P11615 | 1/2 |  | NDV1 |  | Needle Valve
76 | 510445 | ME-E150-A-P11631 | 1/2 | - | BLV1 | SS | Ball Valve
77 | 510446 | PW-E150-A-P10420
78 | 510447 | PW-E150-A-P11461
79 | 510448 | PW-E150-A-P11507
80 | 510449 | PW-E150-A-P12310 | 1 |  | BLV1 | SS | Ball Valve
81 | 510450 | PW-E150-A-P12309
82 | 510451 | PW-E150-A-P11303 | 2 |  | BLV1 | SS | Ball Valve
83 | 510452 | PW-E150-A-P12308 | 2 |  | BLV2 | SS | Ball Valve
84 | 510453 | PW-E150-A-P11462
85 | 510454 | RG-A150-A-P67701
86 | 510455 | RG-A150-A-P67701
87 | 510456 | RG-B365R-A-P33508
88 | 510457 | RG-B365R-A-P38145
89 | 510458 | RG-B365R-A-P47114
90 | 510459 | RL-B365R-A-P47108
91 | 510460 | RG-A450-A-P40119
92 | 510462 | RW-E150-A-P11421
93 | 510464 | RW-E150-A-P12303 | 1 | 52 bar | SVA1 |  | Seat Valve
94 | 510465 | RW-E150-A-P12303 | 1 |  | BLV1 | SS | Ball Valve
|  |  | 1 | 300 | CV1 | SS | Check Valve
95 | 510466 | SC-F150-A-P11208
96 | 510467 | SC-F150-A-P11203
97 | 510468 | SC-F150-A-P11204 | 2 |  | BLV1 | SS | Ball Valve
98 | 510470 | SC-F150-A-P11202 | 2 |  | BLV1 | SS | Ball Valve
|  |  | 2 | 300 | CV1 | SS | Check Valve
|  |  | 1/2 |  | BLV1 | SS | Ball Valve
99 | 510471 | SC-F150-A-P11201
100 | 510472 | ST-A16-P10313
101 | 510473 | ST-A16-P10310
102 | 510474 | ST-A150-A-P10104
103 | 510475 | ST-A16-P10312 | 10 |  | BV1 |  | Butterfly Valve
|  |  | 1/2 |  | BLV2 |  | Ball Valve
104 | 510476 | TW-E150-A-P11432 | 1 |  | BLV1 | SS | Ball Valve
105 | 510477 | TW-E150-A-P10322
105 |  | Tidak ada manual operating valve, ada drawing isometric
tidak ada drawing isometric
PON
Menu

## 51
|  | ASSET LIST |  |  |  | Document No. |  |  | : MNTC-ME
[6 empty] | Revision |  |  | : 0
[6 empty] | Date of issue |  |  | : 2025
PT. PETRO OXO NUSANTARA | [5 empty] | Page |  |  | :
PIPING LIST CO2 LIQUID
No | Line No. | Size | Service | Fluid | Material | Insulation | PAGE NO. | Drawing | Pipe length ( mm )
1 | CG-B365R-A-P36128 | 3" | Carbon Dioxide Gaseous | Gas | CS low temp |  | 510362 | Drawing
2 | CG-B365R-A-P36146 | 1" | Carbon Dioxide Gaseous | Gas | CS low temp |  | 510363 | Drawing
3 | CG-B365R-A-P36149 | 2 | Carbon Dioxide Gaseous | Gas | CS low temp |  | 510364 | Drawing
4 | CG-E150-A-P11502 | 12 | Carbon Dioxide Gaseous | Gas | SS304 |  | 510365 | Drawing
5 | CG-E150-A-P11502 | 12 | Carbon Dioxide Gaseous | Gas | SS304 |  | 510366 | Drawing
6 | CG-E150-A-P12301 | 10 | Carbon Dioxide Gaseous | Gas | SS304 |  | 510367 | Drawing
7 | CG-E150-A-P12302 | 10 | Carbon Dioxide Gaseous | Gas | SS304 |  | 510368 | Drawing
8 | CG-E150-A-P12302 | 10 | Carbon Dioxide Gaseous | Gas | SS304 |  | 510369 | Drawing
9 | CG-E435-A-P11607 | 1 | Carbon Dioxide Gaseous | Gas | CS |  | 510374 | Drawing
10 | CG-E435-A-P36127 | 2 | Carbon Dioxide Gaseous | Gas | CS |  | 510375 | Drawing
11 | CG-E150-A-P67901 | 1 | Carbon Dioxide Gaseous | Gas | SS304 |  | 510376 | Drawing
12 | CG-E150-A-P67901 | 1 | Carbon Dioxide Gaseous | Gas | SS304 |  | 510377 | Drawing
13 | CG-E150-A-P67901 |  | Carbon Dioxide Gaseous | Gas | SS304 |  | 510378 | Drawing
14 | CG-E150-A-P67901 |  | Carbon Dioxide Gaseous | Gas | SS304 |  | 510379 | Drawing
15 | CG-F435-A-P20138 |  | Carbon Dioxide Gaseous | Gas | CS |  | 510380 | Drawing
16 | CG-F435-A-P20138 |  | Carbon Dioxide Gaseous | Gas | CS |  | 510381 | Drawing
17 | CG-F435-A-P33531 |  | Carbon Dioxide Gaseous | Gas | CS |  | 510382 | Drawing
18 | CL-B365R-A-P37315 |  | Carbon Dioxide Liquid | Liquid | CS low temp |  | 510383 | Drawing
19 | CW-A150-A-P11420 |  | Cooling Water | Water | CS |  | 510384 | Drawing
20 | CW-A150-A-P11226 |  | Cooling Water | Water | CS |  | 510385 | Drawing
21 | CW-A150-A- P50102 |  | Cooling Water | Water | CS |  | 510386 | Drawing
22 | CO-A150-A-P10114 |  | Condensate | Water | CS |  | 510387 | Drawing
23 | CW-A150-A- P50106 |  | Cooling Water | Water | CS |  | 510388 | Drawing
24 | CW-A150-A- P50108 |  | Cooling Water | Water | CS |  | 510389 | Drawing
25 | CW-A150-A-P50113 |  | Cooling Water | Water | CS |  | 510390 | Drawing
26 | CW-A150-A-P10116 |  | Cooling Water | Water | CS |  | 510391 | Drawing
27 | CW-A150-A- P40123 |  | Cooling Water | Water | CS |  | 510392 | Drawing
28 | CO-A150-A-P10120 |  | Condensate | Water | CS |  | 510393 | Drawing
29 | CW-A150-A- P11509 |  | Cooling Water | Water | CS |  | 510394 | Drawing
30 | CW-A150-A-P11410 |  | Cooling Water | Water | CS |  | 510395 | Drawing
31 | CO-A150-A-P10320 |  | Condensate | Water | CS |  | 510396 | Drawing
32 | CW-A150-A-P50101 |  | Cooling Water | Water | CS |  | 510397 | Drawing
33 | CW-A150-A-P50107 |  | Cooling Water | Water | CS |  | 510398 | Drawing
34 | CW-A150-A-P11418 |  | Cooling Water | Water | CS |  | 510399 | Drawing
35 | CW-A150-A-P10117 |  | Cooling Water | Water | CS |  | 510400 | Drawing
36 | CO-A150-A-P10115 |  | Condensate | Water | CS |  | 510401 | Drawing
37 | CO-A150-A-P10314 |  | Condensate | Water | CS |  | 510402 | Drawing
38 | CW-A150-A-P50111 |  | Cooling Water | Water | CS |  | 510406 | Drawing
39 | FG-A150-A-P10101 |  | Flue Gas | Gas | CS |  | 510407 | Drawing
40 | FG-E150-A-P11209 |  | Flue Gas | Gas | SS304 |  | 510408 | Drawing
41 | CW-A150-A-P50120 |  | Cooling Water | Water | CS |  | 510409 | Drawing
42 | FG-E150-A-P10102 |  | Flue Gas | Gas | SS304 |  | 510410 | Drawing
43 | CW-A150-A-P50119 |  | Cooling Water | Water | CS |  | 510411 | Drawing
44 | FG-A150-A-P10122 |  | Flue Gas | Gas | CS |  | 510412 | Drawing
45 | FG-A150-A-P10121 |  | Flue Gas | Gas | CS |  | 510413 | Drawing
46 | CW-A150-A-P50121 |  | Cooling Water | Water | CS |  | 510414 | Drawing
47 | FG-E150-A-P11302 |  | Flue Gas | Gas | SS304 |  | 510415 | Drawing
48 | FG-E150-A-P11302 |  | Flue Gas | Gas | SS304 |  | 510416 | Drawing
49 | FG-E150-A-P11427 |  | Flue Gas | Gas | SS304 |  | 510417 | Drawing
50 | FG-E150-A-P11428 |  | Flue Gas | Gas | SS304 |  | 510418 | Drawing
51 | FG-E150-A-P11435 |  | Flue Gas | Gas | SS304 |  | 510419 | Drawing
52 | FG-E150-A-P11425 |  | Flue Gas | Gas | SS304 |  | 510420 | Drawing
53 | FG-E150-A-P11426 |  | Flue Gas | Gas | SS304 |  | 510421 | Drawing
54 | FG-E150-A-P11310 |  | Flue Gas | Gas | SS304 |  | 510422 | Drawing
55 | FG-E150-A-P11304 |  | Flue Gas | Gas | SS304 |  | 510424 | Drawing
56 | FG-E150-A-P11433 |  | Flue Gas | Gas | SS304 |  | 510425 | Drawing
57 | FG-E150-A-P11434 |  | Flue Gas | Gas | SS304 |  | 510426 | Drawing
58 | ME-E150-A-P10443 |  | Monoethanolamine Solution | Chemical Solution | SS304 |  | 510427 | Drawing
59 | ME-E150-A-P10301 |  | Monoethanolamine Solution | Chemical Solution | SS304 |  | 510428 | Drawing
60 | ME-E150-A-P11414 |  | Monoethanolamine Solution | Chemical Solution | SS304 |  | 510429 | Drawing
61 | FG-E150-A-P11436 |  | Flue Gas | Gas | SS304 |  | 510430 | Drawing
62 | ME-E150-A-P11417 |  | Monoethanolamine Solution | Chemical Solution | SS304 |  | 510431 | Drawing
63 | ME-E150-A-P11460 |  | Monoethanolamine Solution | Chemical Solution | SS304 |  | 510432 | Drawing
64 | ME-E150-A-P11440 |  | Monoethanolamine Solution | Chemical Solution | SS304 |  | 510433 | Drawing
65 | ME-E150-A-P11500 |  | Monoethanolamine Solution | Chemical Solution | SS304 |  | 510434 | Drawing
66 | ME-E150-A-P11500 |  | Monoethanolamine Solution | Chemical Solution | SS304 |  | 510435 | Drawing
67 | ME-E150-A-P11500 |  | Monoethanolamine Solution | Chemical Solution | SS304 |  | 510436 | Drawing
68 | ME-E150-A-P11530 |  | Monoethanolamine Solution | Chemical Solution | SS304 |  | 510437 | Drawing
69 | ME-E150-A-P11602 |  | Monoethanolamine Solution | Chemical Solution | SS304 |  | 510438 | Drawing
70 | ME-E150-A-P11504 |  | Monoethanolamine Solution | Chemical Solution | SS304 |  | 510439 | Drawing
71 | ME-E150-A-P11531 |  | Monoethanolamine Solution | Chemical Solution | SS304 |  | 510440 | Drawing
72 | ME-E150-A-P11508 |  | Monoethanolamine Solution | Chemical Solution | SS304 |  | 510441 | Drawing
73 | ME-E150-A-P11605 |  | Monoethanolamine Solution | Chemical Solution | SS304 |  | 510442 | Drawing
74 | ME-E150-A-P11605 |  | Monoethanolamine Solution | Chemical Solution | SS304 |  | 510443 | Drawing
75 | ME-E150-A-P11615 |  | Monoethanolamine Solution | Chemical Solution | SS304 |  | 510444 | Drawing
76 | ME-E150-A-P11631 |  | Monoethanolamine Solution | Chemical Solution | SS304 |  | 510445 | Drawing
77 | PW-E150-A-P10420 |  | Process Water | Water | SS304 |  | 510446 | Drawing
78 | PW-E150-A-P11461 |  | Process Water | Water | SS304 |  | 510447 | Drawing
79 | PW-E150-A-P11507 |  | Process Water | Water | SS304 |  | 510448 | Drawing
80 | PW-E150-A-P12310 |  | Process Water | Water | SS304 |  | 510449 | Drawing
81 | PW-E150-A-P12309 |  | Process Water | Water | SS304 |  | 510450 | Drawing
82 | PW-E150-A-P11303 |  | Process Water | Water | SS304 |  | 510451 | Drawing
83 | PW-E150-A-P12308 |  | Process Water | Water | SS304 |  | 510452 | Drawing
84 | PW-E150-A-P11462 |  | Process Water | Water | SS304 |  | 510453 | Drawing
85 | RG-A150-A-P67701 |  | Refrigerant Gaseous | Gas | CS |  | 510454 | Drawing
86 | RG-A150-A-P67701 |  | Refrigerant Gaseous | Gas | CS |  | 510455 | Drawing
87 | RG-B365R-A-P33508 |  | Refrigerant Gaseous | Gas | CS low temp |  | 510456 | Drawing
88 | RG-B365R-A-P38145 |  | Refrigerant Gaseous | Gas | CS low temp |  | 510457 | Drawing
89 | RG-B365R-A-P47114 | 2" | Refrigerant Gaseous | Gas | CS low temp |  | 510458 | Drawing
90 | RL-B365R-A-P47108 |  | Refrigerant Liquid | Liquid | CS low temp |  | 510459 | Drawing
91 | RG-A450-A-P40119 |  | Refrigerant Gaseous | Gas | CS |  | 510460 | Drawing
92 | RW-E150-A-P11421 |  | Raw Water | Water | SS304 |  | 510462 | Drawing
93 | RW-E150-A-P12303 |  | Raw Water | Water | SS304 |  | 510464 | Drawing
94 | RW-E150-A-P12303 |  | Raw Water | Water | SS304 |  | 510465 | Drawing
95 | SC-F150-A-P11208 |  | Sodium Carbonate | Chemical Solution | SS316 |  | 510466 | Drawing
96 | SC-F150-A-P11203 |  | Sodium Carbonate | Chemical Solution | SS316 |  | 510467 | Drawing
97 | SC-F150-A-P11204 |  | Sodium Carbonate | Chemical Solution | SS316 |  | 510468 | Drawing
98 | SC-F150-A-P11202 |  | Sodium Carbonate | Chemical Solution | SS316 |  | 510470 | Drawing
99 | SC-F150-A-P11201 |  | Sodium Carbonate | Chemical Solution | SS316 |  | 510471 | Drawing
100 | ST-A16-P10313 |  | Steam | Steam | CS |  | 510472 | Drawing
101 | ST-A16-P10310 |  | Steam | Steam | CS |  | 510473 | Drawing
102 | ST-A150-A-P10104 |  | Steam | Steam | CS |  | 510474 | Drawing
103 | ST-A16-P10312 |  | Steam | Steam | CS |  | 510475 | Drawing
104 | TW-E150-A-P11432 |  |  |  | SS304 |  | 510476 | Drawing
105 | TW-E150-A-P10322 |  |  |  | SS304 |  | 510477 | Drawing
105
Menu
PON
Menu

## 50-1
|  | EQUIPMENT LIST |  |  | Document No. |  |  | : MNTC-ME
[5 empty] | Revision |  |  | : 0
[5 empty] | Date of issue |  |  | : 2025
PT. PETRO OXO NUSANTARA |  |  |  |  | Page |  |  | :
VALVE LIST CO2 GAS
NO | Code | Line Number piping + accecories | Diameter | SCH | Valve | Material | Remark
CO2 Gas
1 | 134542 | CG-E150A-P11502-1 | 4" | 10S | CV1
2 | 134543 | CG-E150A-P12301
3 | 134544 | CG-E150A-P12302 | 6" | 10S | BV1 |  | Butterfly Valve
4 | 134545 | CO-A150A-P10305-1
5 | 134546 | CW-A150A-P50302-1 1/2
6 | 134547 | CW-A150A-P50302-1 2/2 | 1/2" | - | BLV1 |  | Ball Valve
7 | 134548 | CW-A150A-P50302-2
8 | 134549 | FG-A150A-P11201 | 1/2" | - | BLV1 |  | Ball Valve
9 | 134550 | FG-E150A-P11202 | 1/2" | - | NDV1, BLV1 |  | Needle & Ball Valve
10 | 134551 | FG-E150A-P11302 | 1/2" | - | BLV2 |  | Ball Valve
11 | 134552 | HV-11203-01 | 1/2" | - | BLV1 |  | Ball Valve
12 | 134553 | HV-11558-35 | 1/2" | - | NDV1 |  | Needle Valve
13 | 134554 | ME-E150A-P11501-3
14 | 134555 | ME-E150A-P10302 | 1/2" | - | BLV1 |  | Ball Valve
15 | 134556 | ME-E150A-P10402
16 | 134557 | ME-E150A-P10410-1
17 | 134558 | ME-E150A-P10410-2
18 | 134559 | ME-E150A-P11402-1 | 1/2" | - | BLV1 |  | Ball Valve
19 | 134572 | ME-E150A-P11403-2
20 | 134835 | ME-E150A-P11503-1 | 1/2" | - | BLV1 |  | Ball Valve
21 | 134836 | ME-E150A-P11504
22 | 134837 | PW-E150A-P10405
23 | 134838 | PW-E150A-P11204-1
24 | 134839 | PW-E150A-P11204-3
25 | 134840 | PW-E150A-P11208 | 1" | - | BLV1 |  | Ball Valve
26 | 134841 | PW-E150A-P11404-1
27 | 134842 | PW-E150A-P11405
28 | 134843 | PW-E150A-P11505-2
29 | 134844 | PW-E150A-P11558-1
30 | 134845 | PW-E150A-P11558 | 1" | - | BLV1 |  | Ball Valve
31 | 134846 | RW-E150A-P12303 | 1" | - | BLV1,CV1 |  | Ball Valve, Check Valve
|  |  | 1/2" | - | NDV1, BLV1 |  | Needle & Ball Valve
32 | 134847 | SC-E150A-P11203 | 1/2" | - | CV1 | PVC | Check Valve
33 | 134848 | ST-A150A-P10303
33 |  | Tidak ada manualoperating valve, ada drawing isometric
tidak ada drawing isometric
PON
Menu

## 50
|  | ASSET LIST |  |  |  | Document No. |  |  | : MNTC-ME
[6 empty] | Revision |  |  | : 0
[6 empty] | Date of issue |  |  | : 2025
PT. PETRO OXO NUSANTARA | [5 empty] | Page |  |  | :
PIPING LIST CO2 GAS
No | Line No. | Size | Service | Fluid | Material | Insulation | PAGE NO. | Drawing | Pipe length ( mm )
1 | CG-E150A-P11502-1 |  | Carbon Dioxide Gaseous | Gas | SS304 |  | 134542 | Drawing
2 | CG-E150A-P12301 |  | Carbon Dioxide Gaseous | Gas | SS304 |  | 134543 | Drawing
3 | CG-E150A-P12302 |  | Carbon Dioxide Gaseous | Gas | SS304 |  | 134544 | Drawing
4 | CO-A150A-P10305-1 |  | Condensate | Water | CS |  | 134545 | Drawing
5 | CW-A150A-P50302-1 1/2 |  | Cooling Water | Water | CS |  | 134546 | Drawing
6 | CW-A150A-P50302-1 2/2 |  | Cooling Water | Water | CS |  | 134547 | Drawing
7 | CW-A150A-P50302-2 |  | Cooling Water | Water | CS |  | 134548 | Drawing
8 | FG-A150A-P11201 |  | Flue Gas | Gas | CS |  | 134549 | Drawing
9 | FG-E150A-P11202 |  | Flue Gas | Gas | SS304 |  | 134550 | Drawing
10 | FG-E150A-P11302 |  | Flue Gas | Gas | SS304 |  | 134551 | Drawing
11 | HV-11203-01 | [5 empty] | 134552 | Drawing
12 | HV-11558-35 | [5 empty] | 134553 | Drawing
13 | ME-E150A-P11501-3 |  | Monoethanolamine Solution | Chemical Solution | SS304 |  | 134554 | Drawing
14 | ME-E150A-P10302 |  | Monoethanolamine Solution | Chemical Solution | SS304 |  | 134555 | Drawing
15 | ME-E150A-P10402 |  | Monoethanolamine Solution | Chemical Solution | SS304 |  | 134556 | Drawing
16 | ME-E150A-P10410-1 |  | Monoethanolamine Solution | Chemical Solution | SS304 |  | 134557 | Drawing
17 | ME-E150A-P10410-2 |  | Monoethanolamine Solution | Chemical Solution | SS304 |  | 134558 | Drawing
18 | ME-E150A-P11402-1 |  | Monoethanolamine Solution | Chemical Solution | SS304 |  | 134559 | Drawing
19 | ME-E150A-P11403-2 |  | Monoethanolamine Solution | Chemical Solution | SS304 |  | 134572 | Drawing
20 | ME-E150A-P11503-1 |  | Monoethanolamine Solution | Chemical Solution | SS304 |  | 134835 | Drawing
21 | ME-E150A-P11504 |  | Monoethanolamine Solution | Chemical Solution | SS304 |  | 134836 | Drawing
22 | PW-E150A-P10405 |  | Process Water | Gas | SS304 |  | 134837 | Drawing
23 | PW-E150A-P11204-1 |  | Process Water | Gas | SS304 |  | 134838 | Drawing
24 | PW-E150A-P11204-3 |  | Process Water | Gas | SS304 |  | 134839 | Drawing
25 | PW-E150A-P11208 |  | Process Water | Gas | SS304 |  | 134840 | Drawing
26 | PW-E150A-P11404-1 |  | Process Water | Gas | SS304 |  | 134841 | Drawing
27 | PW-E150A-P11405 |  | Process Water | Gas | SS304 |  | 134842 | Drawing
28 | PW-E150A-P11505-2 |  | Process Water | Gas | SS304 |  | 134843 | Drawing
29 | PW-E150A-P11558-1 |  | Process Water | Gas | SS304 |  | 134844 | Drawing
30 | PW-E150A-P11558 |  | Process Water | Gas | SS304 |  | 134845 | Drawing
31 | RW-E150A-P12303 |  | Raw Water | Gas | SS304 |  | 134846 | Drawing
32 | SC-E150A-P11203 |  | Sodium Carbonate | Chemical Solution | SS304 |  | 134847 | Drawing
33 | ST-A150A-P10303 |  | Steam | Steam | CS |  | 134848 | Drawing
33
Menu
PON
Menu

## 49-1
|  | EQUIPMENT LIST |  |  | Document No. |  | : MNTC-ME
[5 empty] | Revision |  | : 0
[5 empty] | Date of issue |  | : 2025
PT. PETRO OXO NUSANTARA |  |  |  |  | Page |  | :
VALVE LIST UTILITY
NO | Code | Line Number piping + accecories | Diameter | Rating | Valve | Material | Remark
UTILITY
1 | G011 | 2"-BBD-9201 -AG 1B-H25 | 2" |  |  |  |  | 1
2 | G021 | 2"-BFW-8507-AG 1B-P | 2" |  |  |  |  | 1
3 | G022 | 2"-BFW-8505-AG 1B-P (1/2) (2/2) | 2" | 150 | GV |  |  | 1
|  |  | 1/2" | 150 | GV
|  |  | 2" | 150 | CV
4 | G023 | 3"-BFW-8503-AG 1 B-P | 3" | 150 | GV |  |  | 1
|  |  | 1/2" | 150 | GV
5 | G024 | 2-1/2"-BFW-8508- AG1B-P | 2-1/2" |  |  |  |  | 1
6 | G025 | 8"-BFW-9201 -AG 1B-H25 | 8" |  |  |  |  | 1
7 | G026 | 8"-BFW-9201-AG 1B-H25 | 8" | 150 | GV1 | SS |  | 1
|  |  | 3/4" | 150 | GV1 | SS |  | 1
8 | G027 | 8"-BFW-9201 -AG 1B-H25 | 8" | 150 | GV1 |  |  | 1
9 | G028 | 4"-BFW-9202-BG4A- H25 | 4" |  |  |  |  | 1
10 | G029 | 6"-BFW-9202-BG4A-H25 (1/2) | 6" | 300 | GV1 |  |  | 1
11 | G030 | 6"-BFW-9202-BG4A-H25 (2/2) | 6" | 300 | GV1 |  |  | 1
12 | G031 | 3"-BFW-9205-AG1 B-H25 | 3" |  |  |  |  | 1
13 | G032 | 3"-BFW-9205-AG 1B-H25 | 3" | 300 | GV1 |  |  | 1
14 | G033 | 3"-BFW-9205-AG 1B-H25 | 3" | 300 | GV1 |  |  | 1
15 | G051 | 2"-CWR-9421 -AG 1A | 2" |  |  |  |  | 1
16 | G052 | 2"-CWR-8000-AG1A | 2" |  |  |  |  | 1
17 | G061 | 2"-CWR-9406-AG 1A | 2" | 150 | BV |  |  | 1
18 | G062 | 20"-CWR-9451-AG1A | 20" | 150 | BV2 |  |  | 1
19 | G063 | 4"-CWR-8501-AG1A | 4" | 150 | GLV |  |  | 1
20 | G064 | 2"-CWR-8000-AG 1A | 2" | 150 | GV1 |  |  | 1
21 | G065 | 8"-CWR-9401 -AG 1A | 8"
22 | G067 | 4"-CWR-9410-AG1A | 4" | 150 | BV1 |  |  | 1
23 | G068 | 2"-WCR-9403-AG 1A | 2" | 150 | BV2 |  |  | 1
24 | G091 | 28"-CWS-9400-AG 1A | 28" | 150 | BV1 |  |  | 1
25 | G092 | 28"-CWS-9400-AG 1A | 28" | 150 | BV1 |  |  | 1
26 | G093 | 2"-CWS-9406-AG 1A | 2" |  |  |  |  | 1
27 | G094 | 6"-CWS-9407-AG 1A | 6" |  |  |  |  | 1
28 | G095 | 20"-CWS-9451 -AG 1A (1/2) (2/2) | 20" | 150 | CV |  |  | 1
|  |  | 20" | 150 | BV
|  |  | 3/4" | 150 | GV2
|  |  | 1/2" | 150 | GV
29 | G096 | 20"-CWS-9451 -AG 1A (1/2) (2/2) | 20" | 150 | CV |  |  | 1
|  |  | 20" | 150 | BV
|  |  | 3/4"" | 150 | GV2
|  |  | 1/2" | 150 | GV
30 | G097 | 6"-CWS-9406-AG 1A | 6" | 150 | BV |  |  | 1
|  |  | 1/2" | 150 | GV
31 | G098 | 4"-CWS-8501 -AG 1A | 4" | 150 | GV |  |  | 1
|  |  | 1/2" | 150 | GV
32 | G099 | 8"-CWS-9401-AG 1A | 8"
33 | G101 | 4"-CWS-9410-AG1A | 4" | 150 | BV1 |  |  | 1
34 | G102 | 2"-CWS-9403-AG 1A | 2" | 150 | CV1 |  |  | 1
|  |  | 2" | 150 | BV3
35 | G121 | 4"-DMW-9301-AS1A | 4" |  |  |  |  | 1
36 | G122 | 6"-DMW-9302-AS1A | 6" | 150 | BV1 |  |  | 1
37 | G123 | 4"-DMW-9302-AS1A | 4" | 150 | GV2 |  |  | 1
|  |  | 3/4" | 150 | GV2
38 | G124 | 4"-DM W-9303-AS1A (1/2) (2/2) | 4" | 150 | GV2 |  |  | 1
|  |  | 3/4" | 150 | GV2
|  |  | 1/2" | 150 | GV2
39 | G125 | 4"-D M W-9304-AS1A | 4" | 150 | GV2 |  |  | 1
|  |  | 3/4" | 150 | GV2
40 | G126 | 4"-DMW-9305-AS1A (1/2) (2/2) | 4" | 150 | GV2 |  |  | 1
|  |  | 3/4" | 150 | GV2
|  |  | 1/2" | 150 | GV2
41 | G127 | 4"-DM W-9305-AS1A | 4" |  |  |  |  | 1
42 | G128 | 3"-DMW-9308-AS1A | 3" | 150 | GV1 |  |  | 1
43 | G129 | 3"-DMW-9311-AG1A | 3" |  |  |  |  | 1
44 | G141 | 18"-FFW-7501 -AG 1A (1/2) (2/2) | 18" | 150 | GV |  |  | 1
|  |  | 12" | 150 | GV
|  |  | 3/4" | 150 | GV
|  |  | 1/2" | 150 | GV
45 | G142 | 4"-FFW-7502-AG1A | 4" | 150 | BV |  |  | 1
|  |  | 3/4" | 150 | GV
46 | G143 | 12"-FFW-7503-AG1A (1/2) (2/2) | 12" | 150 | BV |  |  | 1
|  |  | 12" | 150 | CV
|  |  | 1/2" | 150 | GV
47 | G144 | 12"-FFW-7503-AG 1A (1/2) (2/2) | 12" | 150 | CV |  |  | 1
|  |  | 12" | 150 | BV
|  |  | 3/4" | 150 | GV
|  |  | 1/2" | 150 | GV2
48 | G145 | 12"-FFW-7503-AG 1A (1/2) (2/2) | 12" | 150 | CV |  |  | 1
|  |  | 12" | 150 | BV
|  |  | 3/4" | 150 | GV
|  |  | 1/2" | 150 | GV2
49 | G146 | 4"-FFW-7504-AG1A (1/2) (2/2) | 4" | 150 | CV |  |  | 1
|  |  | 4" | 150 | BV
|  |  | 3/4" | 150 | GV
|  |  | 1/2" | 150 | GV
50 | G147 | 12"-FFW-7505-AG1A | 12" | 150 | BV |  |  | 1
|  |  | 8" | 150 | BV
51 | G148 | 12"-FFW-7505-AG1A | 12" | 150 | BV |  |  | 1
|  |  | 8" | 150 | BV
52 | G149 | 12"-FFW-7505-AG 1A | 12" | 150 | BV |  |  | 1
|  |  | 8" | 150 | BV
53 | G150 | 12"-FFW-7505-AG 1A | 3/4" | 150 | GV |  |  | 1
54 | G151 | 12"-FFW-7505-AG 1A | 3/4" | 150 | GV |  |  | 1
55 | G152 | 2-1/2"-FFW-7506- AG1A | 2-1/2" | 150 | BV |  |  | 1
56 | G161 | 2"-FNG-8501 -AG 1C | 2" |  |  |  |  | 1
57 | G162 | 2"-FNG-8501 -AG 1C | 2" | 150 | GV |  |  | 1
|  |  | 1/2" | 150 | GV3
58 | G163 | 2"-FNG-8501 -AG 1C | 2" | 150 | GV |  |  | 1
|  |  | 2" | 150 | GLV
|  |  | 1/2" | 150 | GV
59 | G164 | 2"-FNG-8501 -AG 1C | 2" | 150 | GV |  |  | 1
|  |  | 2" | 150 | CV
|  |  | 1/2" | 150 | GV
60 | G165 | 4"-FNG-9602-AG 1C | 4" |  |  |  |  | 1
61 | G171 | 6"-FWS-9301 -AG 1A | 6" | 150 | GV |  |  | 1
|  |  | 1/2" | 150 | GV
62 | G172 | 6"-FWS-9302-AG 1A | 6" | 150 | GV |  |  | 1
|  |  | 3/4" | 150 | GV
63 | G173 | 6"-FWS-9304-AG 1A (1/2) (2/2) | 6" | 150 | CV |  |  | 1
|  |  | 6" | 150 | GV
|  |  | 3/4" | 150 | GV
|  |  | 1/2" | 150 | GV
64 | G174 | 2"-FWS-9311-AG1A | 2" | 150 | GV |  |  | 1
65 | G175 | 6"-FWS-9315-AG1A | 6" |  |  |  |  | 1
66 | G176 | 4"-FWS-9312-AG1A | 4" | 150 | GV |  |  | 1
67 | G177 | 2"-FWS-9308-AG 1A | 2" | 150 | CV2 |  |  | 1
|  |  | 2" | 150 | BV1
|  |  | 3/4" | 150 | GV1
68 | G211 | 8"-GPA-8506-AG1A | 1/2" | 150 | GV |  |  | 1
69 | G212 | 4"-G PA-8507-AG 1A | 4"
|  |  | 1/2" | 150 | GV
70 | G213 | 4"-GPA-8509-AG 1A | 4" | 150 | BV |  |  | 1
71 | G214 | 3"-G PA-9951 -AG 1A | 3" | 150 | GV2 |  |  | 1
|  |  | 2 | 150 | GLV1
72 | G242 | 3"-GPI-9902-AG 1A | 3" |  |  |  |  | 1
73 | G243 | 3"-GPI-9903-AG2A | 3" |  |  |  |  | 1
74 | G244 | 3"-GPI-9904-AG2A | 3" |  |  |  |  | 1
75 | G245 | 3"-G PI -9901 -AG 1A | 3" | 150 | GV2 |  |  | 1
|  |  | 1" | 150 | GV2
76 | G271 | 6"-LPC-9202-AS 1A-H30 | 6" | 150 | GV2 |  |  | 1
|  |  | 3/4" | 150 | GV1
77 | G272 | 6"-LPC-9202-AG 1B-H30 | 6"
78 | G281 | 2"-LPS-8504-AG 1A | 2" |  |  |  |  | 1
79 | G282 | 6"-LPS-9201 -AG1B-H30 (1/2) (2/2) | 6" | 150 | GV1 |  |  | 1
|  |  | 3/4" | 150 | GV1
80 | G311 | 10"-MPS-9210-BG4A-H40 | 10" |  |  |  |  | 1
81 | G312 | 8"-M PS-9210-BG4A-H40 | 8" | 300 | GV1 |  |  | 1
82 | G331 | 3"-NGS-9902-AG 1A | 3" |  |  |  |  | 1
83 | G332 | 3"-NGS-9904-AG 1A | 3" | 150 | GV1 |  |  | 1
84 | G333 | 3"-NGS-9901 -AG 1A | 3" | 150 | GV1 |  |  | 1
85 | G334 | 3"-NGS-9901 -AG 1A | 3" |  |  |  |  | 1
86 | G351 | 4"-P-8502-AG1A | 4" |  |  |  |  | 1
87 | G352 | 4"-P-8501-AG1A | 4" |  |  |  |  | 1
|  |  | 3/4" | 150 | GV
|  |  | 1/2" | 150 | GV
88 | G353 | 16"-P-8503-AS1 A-P | 16" |  |  |  |  | 1
89 | G354 | 16"-P-8504-AS1 A-P | 16" |  |  |  |  | 1
90 | G355 | 16"-P-8505-AS1 A-P | 16" |  |  |  |  | 1
91 | G356 | 3"-P-8506-AG1C | 3" | 150 | GV |  |  | 1
92 | G371 | 4"-PC-9204-AG 1B | 4" |  |  |  |  | 1
93 | G401 | 2"-PWS-9301-AG2A | 2" | 150 | CV2 |  |  | 1
94 | G402 | 2"-PWS-93Q2-AG2A | 2"
95 | G403 | 2"-PWS-9303-AG 1A | 2" |  |  |  |  | 1
96 | G431 | 4"-RWR-9430-AG 1A-L25 | 4" |  |  |  |  | 1
97 | G441 | 6"-RWS-9401 -AG 1A-L25 (1/2) (2/2) | 6" | 150 | GV3 |  |  | 1
|  |  | 3/4" | 150 | GV3
98 | G442 | 4"-RWS-9402-AG 1A-L25 (1/2) (2/2) | 4" | 150 | GV1 |  |  | 1
|  |  | 3/4" | 150 | GV1
|  |  | 1/2" | 150 | GV1
99 | G443 | 4"-RWS-9402-AG 1A-L25 (1/2) (2/2) | 4" | 150 | GV1 |  |  | 1
|  |  | 3/4" | 150 | GV1
100 | G444 | 4"-RWS-9420-AG 1A-L25 | 4" |  |  |  |  | 1
101 | G451 | 3"-SA-8002-AG 1C | 3" | 150 | GV2 |  |  | 1
102 | G481 | 3"-SHY-8001 -AG 1C | 3" | 150 | GV2 |  |  | 1
103 | G511 | 6"-WAR-8001-AG1A | 6" |  |  |  |  | 1
104 | G512 | 2"-WAR-8005-AG 1A | 2" | 150 | BV |  |  | 1
105 | G513 | 2"-WAR-8006-AG 1A | 2" |  | BV |  |  | 1
106 | G514 | 6"-WAR-8000-AG 1A | 6" | 150 | BV |  |  | 1
|  |  | 1/2" | 150 | GV
107 | G515 | 6"-WAR-8001 -AG 1A | 6" | 150 | BV |  |  | 1
|  |  | 1/2" | 150 | GV
108 | G516 | 6"-WAR-8004-AG 1A | 6" | 150 | BV |  |  | 1
109 | G517 | 2"-WAR-8004-AG 1A | 2" | 150 | BV2 |  |  | 1
110 | G518 | 2"-WAR-8004-AG 1A | 2" | 150 | BV2 |  |  | 1
111 | G519 | 2"-WAR-8004-AG 1A | 2" | 150 | BV2 |  |  | 1
112 | G520 | 2"-WAR-8004-AG 1A | 2" | 150 | BV2 |  |  | 1
113 | G521 | 2"-WAR-8004-AS 1A | 2" |  |  |  |  | 1
114 | G522 | 2"-WAR-8004-AS 1A | 2" |  |  |  |  | 1
115 | G523 | 2"-WAR-8004-AS 1A | 2" |  |  |  |  | 1
116 | G524 | 2"-WAR-8004-AS1A | 2" |  | CV |  |  | 1
117 | G525 | 2"-WAR-8004-AS 1A | 2" |  | CV |  |  | 1
118 | G526 | 2"-WAR-8004-AS 1A | 2" |  |  |  |  | 1
119 | G527 | 2"-WAR-8004-AS1A | 2" |  | CV |  |  | 1
120 | G528 | 2'"-WAR-8004-AS1A | 2'" |  | CV |  |  | 1
121 | G529 | 2"-WAR-8005-AS 1A | 2" |  |  |  |  | 1
122 | G530 | 2"-WAR-8006-AS 1A | 2" |  |  |  |  | 1
123 | G531 | 4"-WAT-8000-AG1A | 4" | 150 | BV |  |  | 1
|  |  | 1" | 150 | GLV
124 | G532 | 3"-WAT-8001 -AG 1A | 3" | 150 | BV |  |  | 1
125 | G533 | 3"-WAT-8004-AG1A | 3" |  |  |  |  | 1
126 | G534 | 3"-WAT-8001-AG1A (1/2) (2/2) | 3" | 150 | BV |  |  | 1
|  |  | 2025-01-02 | 150 | GLV
127 | G551 | 2"-W M L-8000-AG1A | 2" | 150 | BLV |  |  | 1
|  |  | 1" | 150 | BLV
128 | G552 | 2"-W M L-8003-AG1A | 2" | 150 | GLV |  |  | 1
|  |  | 1" | 150 | GLV
129 | G611 | 3"-WW-8001 -AG 1C | 3" |  |  |  |  | 1
130 | G612 | 3"-WW-8001 -AG 1C | 3" |  |  |  |  | 1
131 | G621 | 2"-WW I-8001 -AG 1C | 2" |  |  |  |  | 1
132 | G622 | 2"-WWI-8003-AS 1A | 2" |  |  |  |  | 1
133 | G623 | 2"-WWI-8002-AS1A | 2" | 150 | GLV |  |  | 1
|  |  | 3/4" | 150 | GLV
134 | G624 | 2"-WWI-8004-AS1 A (1/2) (2/2) | 2" | 150 | GLV |  |  | 1
|  |  | 3/4" |  | GLV |  |  | 1
|  |  | 1/2" |  | GLV |  |  | 1
135 | G625 | 2"-WW I-8004-AS1A | 2" |  |  |  |  | 1
136 | G641 | 4"-WWT-8503-AS1A-P (1/2) (2/2) | 4" | 150 | GV |  |  | 1
|  |  | 4" | 150 | BV
|  |  | 1/2" | 150 | GV
|  |  | 3/4" | 150 | GV
137 | G642 | 2-1 /2"-WWT-8505-AS1A-P (1/2) (2/2) | 2-1 /2" | 150 | GV |  |  | 1
|  |  | 2-1/2" | 150 | CV
|  |  | 1/2" | 150 | GV
|  |  | 3/4" | 150 | GV
138 | G643 | 4"-WWT-8508-AS1 A-P | 4" |  |  |  |  | 1
139 | G644 | 4"-WWT-8509-AS1 A-P | 4" |  |  |  |  | 1
140 | G645 | 3"-WWT-8510-AS 1 A-P | 3" |  |  |  |  | 1
|  |  | 2-1/2"" | 150 | GLV
|  |  | 1-1/2" | 150 | GLV
|  |  | 1/2" | 150 | GV
141 | G646 | 3"-WWT-8510-AS1 A-P | 3" | 150 | GV |  |  | 1
|  |  | 1/2" | 150 | GV
142 | G647 | 4"-WWT-8513-AS1 A-P | 4" | 150 | GV |  |  | 1
|  |  | 1/2" | 150 | GV
143 | G701 | 6"-TK-931-AG1A | 6" | 150 | GV |  |  | 1
|  |  | 2" | 150 | GV
144 | G702 | 2"-TK-811-AS1A | 2" | 150 | GLV |  |  | 1
|  |  | 3" | 150 | GV
145 | G703 | 2"-TK-831-AG1C | 2" | 150 | BLV |  |  | 1
|  |  | 3" | 150 | GV
146 | G704 | 2"-TK-832-AG1C | 2" | 150 | BLV |  |  | 1
|  |  | 3" | 150 | GV
147 | G705 | 2"-TK-833-AG1A | 2" | 150 | BLV |  |  | 1
|  |  | 1" | 150 | BLV
148 | G706 | 4"-D-921-AG1B | 4" |  |  |  |  | 1
149 | G707 | 2"-D-921-AG1B | 2" | 150 | GV |  |  | 1
150 | G708 | 2"-D-921-AG1B (1/2) (2/2) | 2" | 150 | GV |  |  | 1
|  |  | 1 1/2" | 150 | GV
|  |  | 3/4" | 150 | GV
151 | G709 | 2"-TK-932-AS1A | 2" | 150 | GV |  |  | 1
152 | G710 | 4"-TK-820-AS1A | 4" |  |  |  |  | 1
153 | G711 | 4"-TK-822-AS1A | 4" |  |  |  |  | 1
154 | H021 | 1 /2"-BFW-8501-BG4A-P | 1 /2" |  |  |  |  | 1
155 | H022 | 3/4"-BFW-8502-BG4A- P | 3/4" | 150 | GV3 | SUS403 |  | 1
156 | H023 | 1 /2"-BFW-9201 -AG 1B-H25 | 1 /2" | 150 | GV3 | SUS403 |  | 1
157 | H024 | 3/4"-BFW-9201 -AG1B-H25 | 3/4" | 150 | GV2 | SUS403 |  | 1
158 | H041 | 3/4"-CF-9203-AS1A | 3/4" | 150 | GV2 | 304 |  | 1
159 | H042 | 3/4"-CF-9402-AS 1A | 3/4" | 150 | GV2 | 304 |  | 1
160 | H043 | 3/4"-CF-9201 -AS1A | 3/4" | 150 | GV1 | 304 |  | 1
161 | H044 | 3/4"-CF-9201 -AS 1A | 3/4" | 150 | GV1 | 304 |  | 1
162 | H045 | 3/4"-CF-9202-AS 1A | 3/4" | 150 | GV1,CV1 | 304 |  | 1
163 | H061 | 3/4"-CWR-9204-AG 1A | 3/4" |  |  |  |  | 1
164 | H062 | 3/4"-CWR-9413-AG1A | 3/4" | 150 | GLV1 | SS | Globe Valve | 1
165 | H091 | 3/4"-CWS-9203-AG 1A | 3/4" |  |  |  |  | 1
166 | H092 | 3/4"-CWS-9413-AG1A | 3/4" | 150 | GV1 | SS |  | 1
167 | H121 | 1-1/2"-DMW-9309- AS1A | 1-1/2" | 150 | GV2 | 304 |  | 1
168 | H122 | 1-1/2"-DMW-9310- AS1A | 1-1/2" | 150 | GV2 | 304 |  | 1
169 | H123 | 3/4"-DMW-9210-AS1A | 3/4" |  |  |  |  | 1
170 | H124 | 1-1/2"-DMW-93D7- AS1A | 1-1/2" | 150 | GV1 | 304 | Gate Valve | 1
171 | H125 | 3/4"-DM W-9312-AS1A | 3/4" |  |  |  |  | 1
172 | H161 | 1 /2"-FNG-8502-AG 1C | 1 /2" |  | NDV1 | SS | Needle Valve | 1
173 | H162 | 1"-FNG-9281 -AG 1C | 1" |  |  |  |  | 1
174 | H171 | 1 /2"-FWS-8003-AG1 A | 1 /2" | 150 | GLV1 | SS | Globe valve | 1
175 | H172 | 3/4"-FWS-8001 -AG 1A | 3/4" | 150 | GLV1 | SS | Globe valve | 1
176 | H173 | 1 "-FWS-8506-AG1A | 1 " | 150 | GV1 | SS | Gate valve | 1
177 | H174 | 1 -1 /2"-FWS-8508-AG1A | 1/2" | 150 | GV1 | SS |  | 1
|  |  | 1" | 150 | GLV1 | SS | Globe Valve
178 | H175 | 1"-FWS-8509-AG1A | 1/2" | 150 | GV1 | SS |  | 1
|  |  | 1" | 150 | GLV1 | SS | Globe Valve
179 | H176 | 1 "-FWS-8511 -AG 1A | 1/2" | 150 | GV1 | SS |  | 1
|  |  | 1" | 150 | GLV1 | SS | Globe Valve
180 | H177 | 3/4"-FWS-HS903- AG1A | 3/4" | 150 | GV1 | SS |  | 1
181 | H178 | 3/4"-FWS-8002-AG 1A | 3/4" |  |  |  |  | 1
182 | H179 | 3/4"-FWS-8002-AG 1A | 3/4" | 150 | GV1 | 304 |  | 1
183 | H180 | 3/4"-FWS-HS901 -AG1A | 3/4" | 150 | GV1 | SS |  | 1
184 | H181 | 3/4"-FWS-HS902- AG1A | 3/4" | 150 | GV1 | SS |  | 1
185 | H182 | 1 -1 /2"-FWS-9307-AG1A | 1 -1 /2" | 150 | GV2 | SS |  | 1
186 | H211 | 1 "-GPA-8502-AG1A | 1/2" | 150 | GV1 | SS |  | 1
|  |  | 1" | 150 | GLV1 | SS | Globe Valve
187 | H212 | 1 "-GPA-8503-AG1A | 1/2" | 150 | GV1 | SS |  | 1
|  |  | 1" | 150 | GLV1 | SS | Globe Valve
188 | H213 | 1 "-GPA-8505-AG1A | 1/2" | 150 | GV1 | SS |  | 1
|  |  | 1" | 150 | GLV1 | SS | Globe Valve
189 | H214 | 1 /2"-GPA-8508-AG 1A | 1/2" | 150 | GV1 | SS |  | 1
|  |  | 1/2" | 150 | GLV1 | SS | Globe Valve
190 | H215 | 1/2"-GPA-8510-AG1A | 1/2" | 150 | GLV1 | SS | Globe Valve | 1
191 | H216 | 1/2"-GPA-8511-AG1A % | 1/2" | 150 | GLV1 | SS | Globe Valve | 1
192 | H217 | 1 /2"-G PA-8514-AG1A | 1 /2" | 150 | GLV1 | SS | Globe Valve | 1
193 | H218 | 3/4"-GPA-8515-AG1A | 3/4" | 150 | NV1 | SS | Needle Valve | 1
194 | H219 | 3/4"-GPA-HS903-AG 1A | 3/4" | 150 | GV1 | SS |  | 1
195 | H220 | 3/4"-GPA-HS901 -AG 1A | 3/4" | 150 | GV1 | SS |  | 1
196 | H221 | 3/4"-GPA-HS902-AG1A | 3/4" | 150 | GV1 | SS |  | 1
197 | H241 | 1"-GPI-8501-AG2A | 1/2" | 150 | GV1 | CS |  | 1
198 | H242 | 1/2"-GPI-8502-AG2A | 1/2" | 150 | GLV1 | CS | Globe Valve | 1
199 | H243 | 1/2"-GPI-8503-AG2A | 1/2" | 150 | GV1 | CS |  | 1
200 | H244 | 1 "-GPI-9210-AG2A | 1 " |  |  |  |  | 1
201 | H245 | 3/4"-GPI-9919-AG2A | 3/4" |  |  |  |  | 1
202 | H281 | 3/4"-LPS-9260-AG1 B-H25 | 3/4" | 150 | GV3 | SS |  | 1
203 | H282 | 3/4"-LPS-9260-AG 1B-H25 | 3/4"
204 | H283 | 1 -1 /2"-LPS-8501 -AG1B-H25 | 1/2" | 150 | GV2 | SS |  | 1
205 | H284 | 1-1 /2"-LPS-8502-AG 1B-H25 (1/2) (2/2) | 1-1 /2" | 150 | GLV1 | SS |  | 1
|  |  | 1/2" | 150 | GV2 | SS
206 | H285 | 1 /2"-LPS-8504-AG 1B-H25 | 1 /2" | 150 | GV2 | SS |  | 1
207 | H286 | 3/4"-LPS-9204-AG1 B-H25 | 3/4" | 150 | GV2 | SS |  | 1
208 | H287 | 3/4"-LPS-HS903-AG 1B-H25 | 3/4" | 150 | GV1 | SS |  | 1
209 | H288 | 1-1 /2"-LPS-9205-AG 1B-H25 | 1-1 /2" |  |  |  |  | 1
210 | H289 | 3/4"-LPS-HS901 -AG1B-H25 | 3/4" | 150 | GV1 | SS |  | 1
211 | H290 | 3/4"-LPS-HS902-AG 1B-H25 | 3/4" | 150 | GV1 | SS |  | 1
212 | H291 | 3/4"-LPS-9264-AG1 B-H25 | 3/4" | 150 | GV3 | SS |  | 1
213 | H311 | 3/4"-M PS-9210-BG4A-H25 | 3/4" |  | GV2 | SS |  | 1
214 | H312 | 3/4"-MPS-9210-BG4A-H25 | 3/4" |  | GV2 | SS |  | 1
215 | H331 | 1 "-NGS-8501 -AG 1A | 1 " |  |  |  |  | 1
216 | H332 | 1 "-NGS-8501 -AG 1A | 1 " | 150 | GV1 | SS |  | 1
217 | H333 | 3/4"^sTfS903^AGTA | 3/4" | 150 | GV1 | SS |  | 1
218 | H334 | 3/4"-NGS-HS901 -AG 1A | 3/4" | 150 | GV1 | SS |  | 1
219 | H335 | 3/4"-NGS-HS902-AG 1A | 3/4" |  | GV1 | SS |  | 1
220 | H351 | 1"-P-9611-BG3A | 1" |  |  |  |  | 1
221 | H381 | 1 /2"-POL-8004-AS 1A | 1 /2" | 150 | CV1 | 304 |  | 1
222 | H382 | 1 /2"-POL-8004-AS1 A | 1 /2" |  |  |  |  | 1
223 | H383 | 1 "-POL-8001 -ASIA | 1 " | 150 | CV1 | 304 |  | 1
224 | H401 | 1 -1/2"-PWS-8501 -AG2A | 1 -1/2" |  |  |  |  | 1
225 | H402 | 1 "-PWS-8502-AG2A | 1 " | 150 | GLV1 |  |  | 1
226 | H403 | 1-1 /2"-PWS-9309-AG2A | 1-1 /2" | 150 | GV1 | CS |  | 1
227 | H404 | 1 -1 /2"-PWS-9304-AG2A | 1 -1 /2" | 150 | GV2,CV2 | CS |  | 1
228 | H405 | 3/4"-PWS-9307-AG2A | 3/4" | 150 | GV1 | CS |  | 1
229 | H406 | 1-1 /2"-PWS-9308-AG2A | 1-1 /2" | 150 | GV1 | CS |  | 1
230 | H441 | 1-1 /2"-RWS-9403-AG1A-L25 | 1-1 /2" | 150 | GV2 | SS |  | 1
231 | H451 | 1-1/2"-SA-8001-AG1C | 1-1/2" |  | GV1,GLV2 | CS | Gate Valve, Globe Valve | 1
232 | H452 | 1-1 /2"-SA-8002-AG 1C | 1-1 /2" | cl.800 | GV1,GLV1 | SS | Gate Valve, Globe Valve | 1
|  |  | 3/4" | cl.800 | GLV1 | SS
233 | H453 | 1 -1 /2"-SA-8003-AG 1C | 1 -1 /2" | cl.800 | GV1,GLV1,CV1 | SS | Gate Valve, Globe Valve,Check Valve | 1
|  |  | 1/2" | cl.800 | GLV2 | SS
234 | H454 | 1-1 /2"-SA-8004-AG 1C | 1-1 /2" | cl.800 | GLV1 | SS | Globe Valve | 1
235 | H455 | 1-1 /2"-SA-8005-AG 1C | 1-1 /2" | cl.800 | GLV1 | SS | Globe Valve | 1
236 | H456 | 1-1 /2"-SA-8007-AG 1C | 1-1 /2" | cl.800 | GV1,GLV1,CV1 | SS | Gate Valve, Globe Valve,Check Valve | 1
|  |  | 1/2" | cl.800 | GLV2 | SS
237 | H457 | 1 /2"-SA-8008-AG 1A | 1 /2" |  |  |  |  | 1
238 | H458 | 3/4"-SA-9302-AG1 C | 3/4" |  |  |  |  | 1
239 | H459 | 3/4"-SA-9303-AS 1A | 3/4" | 150 | GV2 | 304 |  | 1
240 | H460 | 3/4"-SA-9301 -AG1C | 3/4" |  |  |  |  | 1
241 | H481 | 1 -1 /2"-SH Y-8001 -AG 1C | 1 -1 /2" | cl.800 | GV1,GLV2 | SS |  | 1
242 | H482 | 1-1/2"-SHY-8003-AG1C | 1-1/2" | cl.800 | GV1,GLV1,CV1 | SS | Gate Valve, Globe Valve,Check Valve | 1
|  |  | 1/2" | cl.800 | GLV2 | SS
243 | H483 | 1-1/2"-SHY-8004-AG1C | 1-1/2" | cl.800 | GV1,GLV1,CV1 | SS | Gate Valve, Globe Valve,Check Valve | 1
|  |  | 1/2" | cl.800 | GLV2 | SS
244 | H484 | 1-1/2"-SHY-8005-AG1C | 1-1/2" | cl.800 | GV1,GLV1 | SS | Gate Valve, Globe Valve | 1
|  |  | 3/4" | cl.800 | GLV1 | SS
245 | H485 | 3/4"-SH Y -8006-AG1C | 3/4" | cl.800 | GLV1 | SS |  | 1
246 | H486 | 3/4"-SH Y-8007-AG 1C | 3/4" | cl.800 | GLV1 | SS |  | 1
247 | H487 | 1 "-SHY -8008-AG1C | 1 " |  |  |  |  | 1
248 | H488 | 1 /2"-SH Y-8009-AG1C | 1 /2" |  |  |  |  | 1
249 | H489 | 3/4"-SH Y-9201 -AG 1C | 3/4" |  |  |  |  | 1
250 | H511 | 1 -1 /2"-WAR-8003-AG1A | 1 -1 /2" | 150 | GLV1 | SS | Globe Valve | 1
251 | H512 | 1-1/2"-WAR-8003- AS1A | 1-1/2" |  |  |  |  | 1
252 | H531 | 1-1 /2"-WAT-8002-AG1A | 1-1 /2" | 150 | BLV1 | CS | Ball Valve | 1
|  |  | 3/4" | 150 | BLV1 | CS | Ball Valve
253 | H532 | 1 "-WAT-8003-AG1A | 1 " | - | CV1,BLV1 | SS, CS | Check Valve (SS), Ball Valve (CS) | 1
|  |  | 1/2" | - | BLV2 | CS | Ball valve
254 | H533 | 1-1 /2"-WAT-8501 -AG1A | 1-1 /2" | 150 | GV2,GLV1 | 304 | Gate Valve & Globe Valve | 1
|  |  | 1/2" | 150 | GV1 | 304
255 | H534 | 3/4"-WAT-8502-AG1A | 3/4" | 150 | GV1 | 304 |  | 1
|  |  | 1/2" | 150 | GV2 | 304
256 | H535 | 1 "-WAT-8005-AG1A | 1 " |  |  |  |  | 1
257 | H536 | 1 "-WAT-8006-AG 1A | 1 " | 150 | BLV1 | CS |  | 1
258 | H537 | 1 "-WAT-8006-AG 1A | 1 " |  |  |  |  | 1
259 | H551 | 3/4"-W M L-8002-AG1A | 3/4" | 150 | BLV1 | CS |  | 1
260 | H552 | 1 "-WML-8005-AG1A | 1 " | 150 | BLV1 | CS |  | 1
|  |  | 3/4" | 150 | BLV1 | CS
261 | H553 | 1 "-W M L-8007-AG 1A | 1 " | 150 | BLV1 | CS |  | 1
|  |  | 3/4" | 150 | BLV1 | CS
262 | H554 | 3/4"-W ML-8008-AG1A | 1" | 150 | BLV1 | CS |  | 1
263 | H555 | 3/4"-WM L-8008-AG1A | 3/4" |  |  |  |  | 1
264 | H556 | 1-1/2"-WML-8001- AG1A | 1-1/2" | 150 | BLV1 | CS |  | 1
|  |  | 1/2" | 150 | BLV2 | CS
265 | H557 | 1-1 /2"-W M L-8004-AG1A (1/2) (2/2) | 1-1 /2" | 150 | GLV1,CV1 | SS | Globe & Check Valve | 1
|  |  | 1/2" | 150 | GLV2 | SS | Globe Valve
266 | H558 | 1 "-W M L-8006-AG1A | 1 " | 150 | BLV1 | CS | Ball valve | 1
|  |  | 1/2" | 150 | BLV2 | CS | Ball valve
267 | H559 | 1 "-WML-8008-AG1A | 1 " | 150 | BLV1 | CS | Ball valve | 1
|  |  | 1/2" |  | BLV2 | CS | Ball valve
268 | H560 | 3/4"-WML-8010-AG1A | 3/4" | 150 | BLV1 | CS | Ball valve | 1
269 | H561 | 1 "-W M L-8008-AS1A | 3/4" |  | CV1 | 304 |  | 1
270 | H581 | 1 "-WNP-8000-AG1A | 1 " | 150 | BLV1 | CS | Ball valve | 1
|  |  | 3/4" | 150 | BLV1 | CS | Ball valve
271 | H582 | 3/4"-WNP-8001 -AG 1A | 3/4" |  |  |  |  | 1
272 | H583 | 3/4"-WNP-8002-AG 1A | 3/4" | 150 | BLV1 | CS | Ball valve | 1
|  |  | 1/2" | 150 | BLV4 | CS | Ball valve
273 | H591 | 3/4"-WT!-8000-AS 1A' | 3/4" |  |  |  |  | 1
274 | H641 | 3/4"'-WWT-8507-AS 1A-P | 3/4" | 150 | GV2,GLV1 | SS | Gate valve, Globe Valve | 1
|  |  | 1/2" | 150 | GV1 | SS
275 | H642 | 3/4"-WWT-8501 -AS1A-HT25 | 3/4" | 150 | GV3,GLV1 | SS | Gate valve, Globe Valve | 1
|  |  | 1/2" | 150 | GV6 | SS
276 | H701 | 1 -1 /2"-TK-852-AG 1B | 1 -1 /2" |  |  |  |  | 1
277 | H702 | 1"-TK-853-AS1A | 1" | 150 | GV1 | SS |  | 1
|  |  | 3" | 150 | GV1 | SS
278 | H703 | 1"-D-921-AG1B | 1" | 150 | GV1 | SS |  | 1
|  |  | 3/4" | 150 | GV1 | SS
279 | H704 | 3/4"-D-991 -AG 1A | 3/4" | 150 | GV2 | SS |  | 1
280 | H705 | 3/4"-TK-942-AG 1A | 3/4" | 150 | GV1 | SS |  | 1
281 | H706 | 3/4"-D-991 -AG 1A | 3/4" | 150 | GV1 | SS |  | 1
282 | H707 | 3/4"-D-992-AG2A | 3/4" | 150 | GV2 | SS |  | 1
283 | H708 | 3/4"-D-992-AG2A | 3/4" | 150 | GV1 | SS |  | 1
284 | H709 | 3/4"-D-993-AG1A | 3/4" | 150 | GV3 | SS |  | 1
285 | H710 | 1-1 /2"-TK-936-AG2A | 1-1 /2" | 150 | GV1 | SS |  | 1
|  |  | 2" | 150 | GV2 | SS
286 | H711 | 3/4"-TK-942-AG 1A | 2" | 150 | GV2 | SS |  | 1
287 | H712 | 3/4"-D-921 -AG 1B | 3/4" | 150 | GV2 | SS |  | 1
288 | H713 | 1 /2"-C-991 -AG 1C | 1 /2" |  |  |  |  | 1
289 | K001 | 3"-2EH-4314-AG1E | 3" |  | GV1 |  |  | 1
GV1
290 | K002 | 3"-2EH-4314-AG1E | 3" |  | GV1 |  |  | 1
GV1
GV1
291 | K003 | 8"-2EH-7201-AG1E-8 | 8" |  | GV3 |  |  | 1
GV2
292 | K004 | 8"-2EH-7201-AG1E | 8" |  | GV1 |  |  | 1
GV1
293 | K005 | 8"-2EH-7202-AG1E | 8" |  | GV1 |  |  | 1
GV1
294 | K007 | 6"-2EH-7204-AG1E | 6" |  | GV3 |  |  | 1
GV4
GV2
295 | K008 | 3"-2EH-7205-AG1E | 3" |  | GV3 |  |  | 1
295 | K009 | 3"-2EH-7206-AG1E | 3" |  |  |  |  | 1
296 | K010 | 3"-2EH-7207-AG1E-1 | 3/4" |  | GV1 |  |  | 1
297 | K013 | 3"-CWS-9402-AG1A | 3" |  |  |  |  | 1
298 | K014 | 4"-2EH-7203-AG1E | 4" |  | GV1 |  |  | 1
299 | K021 | 8"-IBA-7231-AG1E | 8" |  |  |  |  | 1
300 | K022 | 8"-IBA-7231-AG1E | 8" |  | GV1 |  |  | 1
301 | K023 | 8"-IBA-7232-AG1E | 8" |  |  |  |  | 1
302 | K024 | 4"-IBA-7233-AG1E | 4" |  |  |  |  | 1
303 | K025 | 6"-IBA-7234-AG1E | 6" |  | GV2 |  |  | 1
|  |  | 3/4" |  | GV1
304 | K027 | 3"-IBA-7236-AG1E | 3" |  |  |  |  | 1
305 | K028 | 3"-IBA-7237-AG1E | 3" |  | GV2 |  |  | 1
|  |  | 3/4" |  | GV1
306 | K031 | 8"-NBA-7221-AG1E | 8" |  |  |  |  | 1
307 | K032 | 8"-NBA-7221-AG1E | 8" |  |  |  |  | 1
308 | K033 | 8"-NBA-7222-AG1E | 8" |  | GV1 |  |  | 1
309 | K034 | 4"-NBA-7223-AG1E | 4" |  | GV2 |  |  | 1
310 | K035 | 6"-NBA-7224-AG1E | 6" |  | GV2,CV2 |  |  | 1
|  |  | 3/4" |  | GV1
311 | K036 | 3"-NBA-7225-AG1E | 3" |  |  |  |  | 1
312 | K037 | 3"-NBA-7226-AG1E | 3" |  | GV1 |  |  | 1
GV1
GV1
313 | K038 | 3"-NBA-7227-AG1E | 3" |  | GV1 |  |  | 1
GV2
GV2
GV2
314 | K041 | 2"-NGB-9932-AS1A | 2" |  | GV4 |  |  | 1
GV1
GV1
315 | K045 | 2"-NGB-9937-AG1A | 2" |  | GV4 |  |  | 1
GV1
GV1
316 | K047 | 6"-PGH-9501-BG3A | 6" |  |  |  |  | 1
GV1
GV1
317 | K048 | 6"-PGH-9502-AG1C | 6" |  |  |  |  | 1
GV1
318 | K049 | 20"-PGH-9508-AG1C | 20" |  | GV1 |  |  | 1
319 | K050 | 20"-PGH-9507-AG1C | 20"
[5 empty] | GV1 |  |  | 1
320 | K051 | 20"-PGH-9510-AG1C | 20" |  | GV1 |  |  | 1
321 | K052 | 20"-PGH-9509-AG1C | 20" |  | GV1 |  |  | 1
322 | K053 | 20"-PGH-9511-AG1C | 20" |  |  |  |  | 1
GV1
323 | K054 | 20"-PGH-9512-AG1C | 20" |  |  |  |  | 1
[5 empty] | GV1 |  |  | 1
324 | K055 | 3"-PGH-9513-BG3A | 3" |  | GV3 |  |  | 1
325 | K056 | 20"-PGH-9517-AG1C | 20" |  | GV1 |  |  | 1
326 | K057 | 20"-PGH-9518-AG1C | 20" |  | GV1 |  |  | 1
327 | K059 | 6"-PGH-9516-BG3A | 6" |  |  |  |  | 1
GV1
GV1
328 | K060 | 2"-PGH-9519-AG1C | 2" |  | GV2 |  |  | 1
329 | K061 | 8"-PPY-7101-BG3A | 8" |  | GV2 |  |  | 1
GV1
GV1
330 | K062 | 8"-PPY-7102-BG3A | 8" |  | GV2 |  |  | 1
GV1
GV1
331 | K063 | 8"-PPY-7103-BG3A | 8" |  | GV1 |  |  | 1
GV1
332 | K064 | 8"-PPY-7104-BG3A | 8" |  | GV2 |  |  | 1
GV1
GV1
333 | K065 | 6"-PPY-7105-BG3A | 6" |  | GV1 |  |  | 1
334 | K066 | 6"-PPY-7105-BG3A | 6" |  | GV2 |  |  | 1
GV2
335 | K067 | 6"-PPY-7106-BG3A | 6" |  | GV1 |  |  | 1
GV1
336 | K068 | 6"-PPY-7107-BG3A | 6" |  | GV1 |  |  | 1
GV1
337 | K069 | 6"-PPY-7108-BG3A | 6" |  | GV1 |  |  | 1
GV1
338 | K070 | 4"-PPY-7109-BG3A | 4" |  | GV2 |  |  | 1
339 | K071 | 2"-PPY-7110-BG3A | 2" |  | GV4 |  |  | 1
GV1
GV1
340 | K072 | 2"-PPY-7110-BG3A | 2" |  | GV1 |  |  | 1
341 | K073 | 2"-PPY-7111-BG3A | 2" |  | GV1 |  |  | 1
GV1
342 | K074 | 2"-PPY-7112-BG3A | 2" |  | GV1 |  |  | 1
GV1
343 | K075 | 2"-PPY-7113-BG3A | 2" |  | GV1 |  |  | 1
GV1
344 | K076 | 4"-PPY-7114-BG3A | 4" |  | GV1 |  |  | 1
GV1
345 | K077 | 6"-PGH-9515-BG3A/AG1C | 6" |  | GV1 |  |  | 1
346 | K077-A | 4"-PPY-7115-BG3A | 4"
347 | K078 | 4"-PPY-7116-BG3A | 4" |  | GV1 |  |  | 1
GV1
348 | K079 | 4"-PPY-7117-BG3A | 4" |  | GV1 |  |  | 1
GV1
349 | K080 | 3"-PPY-7119-BG3A | 3" |  | GV4 |  |  | 1
350 | K081 | 3"-PPY-7119-BG3A | 3" |  |  |  |  | 1
351 | K082 | 3"-PPY-7120-BG3A | 3" |  | GV1 |  |  | 1
GV1
352 | K083 | 3"-PPY-7121-BG3A | 3" |  | GV1 |  |  | 1
GV1
353 | K084 | 3"-PPY-7122-BG3A | 3" |  | GV1 |  |  | 1
GV1
354 | K094 | 3"-PPY-7135-BG3A | 3" |  | GV3 |  |  | 1
GV2
GV1
355 | K095 | 2.5"-PPY-7136-BG3A | 2.5" |  |  |  |  | 1
356 | K096 | 2.5"-PPY-7137-BG3A | 2.5" |  | GV1 |  |  | 1
GV2
357 | K097 | 2"-PPY-7138-BG3A | 2" |  | GV1 |  |  | 1
358 | K101 | 2"-NGB-9935-AG1A | 2" |  |  |  |  | 1
359 | K103 | 2"-NGB-9936-AG1A | 2" |  | GV4 |  |  | 1
GV1
GV1
360 | K105 | 2"-NGB-9937-AG1A | 2" |  |  |  |  | 1
361 | K106 | 3"-IBA-1235-AG1E | 3" |  | GV1 |  |  | 1
GV1
GV1
362 | K-107 | 3"-PPY-7119-BG3A | 3" |  | GV1 |  |  | 1
GV1
363 | K108 | 2"-NGB-9933-AG1A | 2" |  | GV4 |  |  | 1
GV1
364 | K109 | 2"-NGB-9932-AG1E | 2" |  |  |  |  | 1
365 | K110 | 6"-PPY-7114-BG3A | 6" |  |  |  |  | 1
366 | K111 | 2"-PPY-7130-BG3A | 2" |  | GV2 |  |  | 1
367 | K112 | 20"-PGH-9501-AG1C | 20" |  |  |  |  | 1
368 | K113 | 10"-PPY-7101-BG3A. | 10" |  |  |  |  | 1
369 | K130 | 3"-NGB-9931-AG1A | 3" |  |  |  |  | 1
GV1
370 | N001 | 3"-FFW-7521-AG2A | 3" |  |  |  |  | 1
GV1
GV1
371 | N002 | 6"-FFW-7522-AG2A | 6" |  |  |  |  | 1
GV1
372 | N003 | 3"-FFW-7523-AG2 A | 3" |  |  |  |  | 1
GV1
GV1
373 | N004 | 3"-FFW-7524-AG2A | 3" |  |  |  |  | 1
GV2
GV3
374 | N005 | 3"-FFW-7525-AG2A | 3" |  |  |  |  | 1
GV2
GV2
375 | N006 | 6"-FFW-7522-AG2A | 6" |  |  |  |  | 1
376 | N006 | 4"-FFW-7520-AG2A | 4" |  |  |  |  | 1
GV1
377 | N008 | 4"-FFW-7520-AG2A | 4" |  |  |  |  | 1
GV1
378 | N010 | 6"-FFW-7520-AG2A | 6" |  |  |  |  | 1
GV1
[5 empty] | GV2 |  |  | 1
379 | N010-A | 8"-FFW-7512-AG2A | 8" |  |  |  |  | 1
380 | N011 | 8"-FFW-7509-AG2A | 8" |  |  |  |  | 1
[5 empty] | GV1 |  |  | 1
381 | N012 | 6"-FFW-7518-AG2A | 6" |  |  |  |  | 1
382 | N013 | 6"-FFW-7519-AG2A | 6" |  |  |  |  | 1
383 | N014 | 6"-FFW-7517-AG2A | 6" |  |  |  |  | 1
384 | N017 | 8"-FFW-7508-AG2A | 8" |  |  |  |  | 1
GV1
385 | N018 | 8"-FFW-7511-AG2A | 8" |  |  |  |  | 1
GV1
386 | K011 | 1.5"-2EH-7208-AG1E | 1.5" |  | GV2 |  |  | 1
387 | K029 | 1.5"-IBA-7238-AG1E | 1.5" |  | GV2 |  |  | 1
388 | K030 | 1.5"-NBA-5316-AG1E | 1.5" |  | GV2 |  |  | 1
389 | K039 | 1.5"-NBA-7228-AG1E | 1.5" |  | GV2 |  |  | 1
390 | K085 | 1"-PPY-7123-AG1C | 1" |  | GV1 |  |  | 1
391 | K086 | 1"-PPY-7124-BG3A | 1" |  |  |  |  | 1
392 | K087 | 1.5"-PPY-7124-BG3A | 1.5" |  |  |  |  | 1
393 | K088 | 1"-PPY-7124-BG3A | 3/4" |  | GV1 |  |  | 1
394 | K089 | 1"-PPY-7125-BG3A | 1" |  | GV1 |  |  | 1
|  |  | 3/4" |  | GV1
395 | K090 | 1"-PPY-7126-BG3A | 1" |  | GV1 |  |  | 1
|  |  | 3/4" |  | GV1
396 | K091 | 1"-PPY-7127-BG3A | 1" |  | GV1 |  |  | 1
|  |  | 3/4" |  | GV1
397 | K092 | 1"-PPY-7128-AG1C | 1" |  | GV1 |  |  | 1
398 | K093 | 1"-PPY-7129-AG1C | 1" |  |  |  |  | 1
399 | K098 | 3/4"-PPY-7140-BG3A | 3/4" |  | GV1 |  |  | 1
400 | K100 | 1"-PPY-7142-BG3A | 1" |  |  |  |  | 1
401 | K114 | 3/4"-LPS-HS702-AG1B-H25 | 3/4" |  | GV1 |  |  | 1
402 | K115 | 3/4"-GPA-HS702-AG1A | 3/4" |  | GV1 |  |  | 1
403 | K116 | 3/4"-NGS-HS702-AG1A | 3/4" |  | GV1 |  |  | 1
404 | K117 | 3/4"-FWS-HS702-AG1A | 3/4" |  | GV1 |  |  | 1
405 | K118 | 3/4"-NGS-HS701-AG1A | 3/4" |  | GV1 |  |  | 1
406 | K119 | 3/4"-LPS-HS701-AG1B-H25 | 3/4" |  | GV1 |  |  | 1
407 | K120 | 3/4"-FWS-HS701-AG1A | 3/4" |  | GV1 |  |  | 1
408 | K121 | 3/4"-GPA-HS701-AG1A | 3/4" |  | GV1 |  |  | 1
409 | K122 | 1"-CWS-7253-AG1A | 1" |  |  |  |  | 1
410 | K123 | 1"-CWS-7251-AG1A | 1" |  |  |  |  | 1
411 | K124 | 1"-CWR-7252-AG1A | 1" |  |  |  |  | 1
412 | K125 | 1"-CWR-7256-AG1A | 1" |  |  |  |  | 1
413 | K127 | 1"-CWR-7254-AG1A | 1" |  |  |  |  | 1
414 | K128 | 1.5"-NBA-5316-AG1E | 1.5" |  |  |  |  | 1
GV1
GV1
415 | K137 | 1"-FNG-9607-AG1C | 1" |  |  |  |  | 1
416 | K140 | 1"-FNG-9606-AG1C | 1" |  |  |  |  | 1
417 | K142 | 1"-LPS-9261-AG1B-H25 | 1" |  |  |  |  | 1
418 | K211 | 1"-PPY-7141-BG3A | 1" |  | GV2 |  |  | 1
419 | K222 | 1"-IBA-6316-AG1E | 1" |  | GV2 |  |  | 1
[8 empty] | 419 | 99.76%
420
PON
Menu

## 49
|  | EQUIPMENT LIST |  |  |  | Document No. |  |  | : MNTC-ME
[6 empty] | Revision |  |  | : 0
[6 empty] | Date of issue |  |  | : 2025
PT. PETRO OXO NUSANTARA | [5 empty] | Page |  |  | :
PIPING LIST UTILITY & TANK YARD
No | Line No. | Size | Service | Fluid | Material | Insulation | Drawing | PAGE NO. | Pipe length ( mm )
1 | 2"-BBD-9201 -AG 1B-H25 | 2" | Boiler Blow Down | Water | CS | Hot | Drawing | G011
2 | 2"-BFW-8507-AG 1B-P | 2" | Boiler Feed Water | Water | CS |  | Drawing | G021
3 | 2"-BFW-8505-AG 1B-P (1/2) (2/2) | 2" | Boiler Feed Water | Water | CS |  | Drawing | G022
4 | 3"-BFW-8503-AG 1 B-P | 3" | Boiler Feed Water | Water | CS |  | Drawing | G023
5 | 2-1/2"-BFW-8508- AG1B-P | 2-1/2" | Boiler Feed Water | Water | CS |  | Drawing | G024
6 | 8"-BFW-9201 -AG 1B-H25 | 8" | Boiler Feed Water | Water | CS | Hot | Drawing | G025
7 | 8"-BFW-9201-AG 1B-H25 | 8" | Boiler Feed Water | Water | CS | Hot | Drawing | G026
8 | 8"-BFW-9201 -AG 1B-H25 | 8" | Boiler Feed Water | Water | CS | Hot | Drawing | G027
9 | 4"-BFW-9202-BG4A- H25 | 4" | Boiler Feed Water | Water | CS | Hot | Drawing | G028
10 | 6"-BFW-9202-BG4A-H25 (1/2) | 6" | Boiler Feed Water | Water | CS | Hot | Drawing | G029
11 | 6"-BFW-9202-BG4A-H25 (2/2) | 6" | Boiler Feed Water | Water | CS | Hot | Drawing | G030
12 | 3"-BFW-9205-AG1 B-H25 | 3" | Boiler Feed Water | Water | CS | Hot | Drawing | G031
13 | 3"-BFW-9205-AG 1B-H25 | 3" | Boiler Feed Water | Water | CS | Hot | Drawing | G032
14 | 3"-BFW-9205-AG 1B-H25 | 3" | Boiler Feed Water | Water | CS | Hot | Drawing | G033
15 | 2"-CWR-9421 -AG 1A | 2" | Cooling Water | Water | CS |  | Drawing | G051
16 | 2"-CWR-8000-AG1A | 2" | Cooling Water | Water | CS |  | Drawing | G052
17 | 2"-CWR-9406-AG 1A | 2" | Cooling Water | Water | CS |  | Drawing | G061
18 | 20"-CWR-9451-AG1A | 20" | Cooling Water | Water | CS |  | Drawing | G062
19 | 4"-CWR-8501-AG1A | 4" | Cooling Water | Water | CS |  | Drawing | G063
20 | 2"-CWR-8000-AG 1A | 2" | Cooling Water | Water | CS |  | Drawing | G064
21 | 8"-CWR-9401 -AG 1A | 8" | Cooling Water | Water | CS |  | Drawing | G065
22 | 4"-CWR-9410-AG1A | 4" | Cooling Water | Water | CS |  | Drawing | G067
23 | 2"-WCR-9403-AG 1A | 2" | Cooling Water | Water | CS |  | Drawing | G068
24 | 28"-CWS-9400-AG 1A | 28" | Cooling Water | Water | CS |  | Drawing | G091
25 | 28"-CWS-9400-AG 1A | 28" | Cooling Water | Water | CS |  | Drawing | G092
26 | 2"-CWS-9406-AG 1A | 2" | Cooling Water | Water | CS |  | Drawing | G093
27 | 6"-CWS-9407-AG 1A | 6" | Cooling Water | Water | CS |  | Drawing | G094
28 | 20"-CWS-9451 -AG 1A (1/2) (2/2) | 20" | Cooling Water | Water | CS |  | Drawing | G095
29 | 20"-CWS-9451 -AG 1A (1/2) (2/2) | 20" | Cooling Water | Water | CS |  | Drawing | G096
30 | 6"-CWS-9406-AG 1A | 6" | Cooling Water | Water | CS |  | Drawing | G097
31 | 4"-CWS-8501 -AG 1A | 4" | Cooling Water | Water | CS |  | Drawing | G098
32 | 8"-CWS-9401-AG 1A | 8" | Cooling Water | Water | CS |  | Drawing | G099
33 | 4"-CWS-9410-AG1A | 4" | Cooling Water | Water | CS |  | Drawing | G101
34 | 2"-CWS-9403-AG 1A | 2" | Cooling Water | Water | CS |  | Drawing | G102
35 | 4"-DMW-9301-AS1A | 4" | Demin Water | Water | SS304 |  | Drawing | G121
36 | 6"-DMW-9302-AS1A | 6" | Demin Water | Water | SS304 |  | Drawing | G122
37 | 4"-DMW-9302-AS1A | 4" | Demin Water | Water | SS304 |  | Drawing | G123
38 | 4"-DM W-9303-AS1A (1/2) (2/2) | 4" | Demin Water | Water | SS304 |  | Drawing | G124
39 | 4"-D M W-9304-AS1A | 4" | Demin Water | Water | SS304 |  | Drawing | G125
40 | 4"-DMW-9305-AS1A (1/2) (2/2) | 4" | Demin Water | Water | SS304 |  | Drawing | G126
41 | 4"-DM W-9305-AS1A | 4" | Demin Water | Water | SS304 |  | Drawing | G127
42 | 3"-DMW-9308-AS1A | 3" | Demin Water | Water | SS304 |  | Drawing | G128
43 | 3"-DMW-9311-AG1A | 3" | Demin Water | Water | CS |  | Drawing | G129
44 | 18"-FFW-7501 -AG 1A (1/2) (2/2) | 18" | Fire Fighting Water | Water | CS |  | Drawing | G141
45 | 4"-FFW-7502-AG1A | 4" | Fire Fighting Water | Water | CS |  | Drawing | G142
46 | 12"-FFW-7503-AG1A (1/2) (2/2) | 12" | Fire Fighting Water | Water | CS |  | Drawing | G143
47 | 12"-FFW-7503-AG 1A (1/2) (2/2) | 12" | Fire Fighting Water | Water | CS |  | Drawing | G144
48 | 12"-FFW-7503-AG 1A (1/2) (2/2) | 12" | Fire Fighting Water | Water | CS |  | Drawing | G145
49 | 4"-FFW-7504-AG1A (1/2) (2/2) | 4" | Fire Fighting Water | Water | CS |  | Drawing | G146
50 | 12"-FFW-7505-AG1A | 12" | Fire Fighting Water | Water | CS |  | Drawing | G147
51 | 12"-FFW-7505-AG1A | 12" | Fire Fighting Water | Water | CS |  | Drawing | G148
52 | 12"-FFW-7505-AG 1A | 12" | Fire Fighting Water | Water | CS |  | Drawing | G149
53 | 12"-FFW-7505-AG 1A | 12" | Fire Fighting Water | Water | CS |  | Drawing | G150
54 | 12"-FFW-7505-AG 1A | 12" | Fire Fighting Water | Water | CS |  | Drawing | G151
55 | 2-1/2"-FFW-7506- AG1A | 2-1/2" | Fire Fighting Water | Water | CS |  | Drawing | G152
56 | 2"-FNG-8501 -AG 1C | 2" | Natural Gas | Gas | CS |  | Drawing | G161
57 | 2"-FNG-8501 -AG 1C | 2" | Natural Gas | Gas | CS |  | Drawing | G162
58 | 2"-FNG-8501 -AG 1C | 2" | Natural Gas | Gas | CS |  | Drawing | G163
59 | 2"-FNG-8501 -AG 1C | 2" | Natural Gas | Gas | CS |  | Drawing | G164
60 | 4"-FNG-9602-AG 1C | 4" | Natural Gas | Gas | CS |  | Drawing | G165
61 | 6"-FWS-9301 -AG 1A | 6" | Filtered Water | Water | CS |  | Drawing | G171
-62 | 6"-FWS-9302-AG 1A | 6" | Filtered Water | Water | CS |  | Drawing | G172
63 | 6"-FWS-9304-AG 1A (1/2) (2/2) | 6" | Filtered Water | Water | CS |  | Drawing | G173
64 | 2"-FWS-9311-AG1A | 2" | Filtered Water | Water | CS |  | Drawing | G174
65 | 6"-FWS-9315-AG1A | 6" | Filtered Water | Water | CS |  | Drawing | G175
66 | 4"-FWS-9312-AG1A | 4" | Filtered Water | Water | CS |  | Drawing | G176
67 | 2"-FWS-9308-AG 1A | 2" | Filtered Water | Water | CS |  | Drawing | G177
68 | 8"-GPA-8506-AG1A | 8" | Plant Air | Air | CS |  | Drawing | G211
69 | 4"-G PA-8507-AG 1A | 4" | Plant Air | Air | CS |  | Drawing | G212
70 | 4"-GPA-8509-AG 1A | 4" | Plant Air | Air | CS |  | Drawing | G213
71 | 3"-G PA-9951 -AG 1A | 3" | Plant Air | Air | CS |  | Drawing | G214
72 | 3"-GPI-9902-AG 1A | 3" | Instrument Air | Air | CS |  | Drawing | G242
73 | 3"-GPI-9903-AG2A | 3" | Instrument Air | Air | CS |  | Drawing | G243
74 | 3"-GPI-9904-AG2A | 3" | Instrument Air | Air | CS |  | Drawing | G244
75 | 3"-G PI -9901 -AG 1A | 3" | Instrument Air | Air | CS |  | Drawing | G245
76 | 6"-LPC-9202-AS 1A-H30 | 6" | Condensate | Water | SS304 | Hot | Drawing | G271
77 | 6"-LPC-9202-AG 1B-H30 | 6" | Condensate | Water | CS | Hot | Drawing | G272
78 | 2"-LPS-8504-AG 1A | 2" | Low Pressure Steam | Steam | CS |  | Drawing | G281
79 | 6"-LPS-9201 -AG1B-H30 (1/2) (2/2) | 6" | Low Pressure Steam | Steam | CS | Hot | Drawing | G282
80 | 10"-MPS-9210-BG4A-H40 | 10" | Medium Pressure Steam | Steam | CS | Hot | Drawing | G311
81 | 8"-M PS-9210-BG4A-H40 | 8" | Medium Pressure Steam | Steam | CS | Hot | Drawing | G312
82 | 3"-NGS-9902-AG 1A | 3" | Nitrogen Gas | Gas | CS |  | Drawing | G331
83 | 3"-NGS-9904-AG 1A | 3" | Nitrogen Gas | Gas | CS |  | Drawing | G332
84 | 3"-NGS-9901 -AG 1A | 3" | Nitrogen Gas | Gas | CS |  | Drawing | G333
85 | 3"-NGS-9901 -AG 1A | 3" | Nitrogen Gas | Gas | CS |  | Drawing | G334
86 | 4"-P-8502-AG1A | 4" | Process | Chemical Solution | CS |  | Drawing | G351
87 | 4"-P-8501-AG1A | 4" | Process | Chemical Solution | CS |  | Drawing | G352
88 | 16"-P-8503-AS1 A-P | 16" | Process | Chemical Solution | SS304 |  | Drawing | G353
89 | 16"-P-8504-AS1 A-P | 16" | Process | Chemical Solution | SS304 |  | Drawing | G354
90 | 16"-P-8505-AS1 A-P | 16" | Process | Chemical Solution | SS304 |  | Drawing | G355
91 | 3"-P-8506-AG1C | 3" | Process | Chemical Solution | CS |  | Drawing | G356
92 | 4"-PC-9204-AG 1B | 4" | Process Condensate | Process | CS |  | Drawing | G371
93 | 2"-PWS-9301-AG2A | 2" | Potable Water | Water | CS |  | Drawing | G401
94 | 2"-PWS-93Q2-AG2A | 2" | Potable Water | Water | CS |  | Drawing | G402
95 | 2"-PWS-9303-AG 1A | 2" | Potable Water | Water | CS |  | Drawing | G403
96 | 4"-RWR-9430-AG 1A-L25 | 4" | Refrigerated Water Return | Water | CS |  | Drawing | G431
97 | 6"-RWS-9401 -AG 1A-L25 (1/2) (2/2) | 6" | Refrigerated Water Supply | Water | CS |  | Drawing | G441
98 | 4"-RWS-9402-AG 1A-L25 (1/2) (2/2) | 4" | Refrigerated Water Supply | Water | CS |  | Drawing | G442
99 | 4"-RWS-9402-AG 1A-L25 (1/2) (2/2) | 4" | Refrigerated Water Supply | Water | CS |  | Drawing | G443
100 | 4"-RWS-9420-AG 1A-L25 | 4" | Refrigerated Water Supply | Water | CS |  | Drawing | G444
101 | 3"-SA-8002-AG 1C | 3" | Sulfuric Acid | Chemical Solution | CS |  | Drawing | G451
102 | 3"-SHY-8001 -AG 1C | 3" | Caustic Soda | Chemical Solution | CS |  | Drawing | G481
103 | 6"-WAR-8001-AG1A | 6" |  |  | CS |  | Drawing | G511
104 | 2"-WAR-8005-AG 1A | 2" |  |  | CS |  | Drawing | G512
105 | 2"-WAR-8006-AG 1A | 2" |  |  | CS |  | Drawing | G513
106 | 6"-WAR-8000-AG 1A | 6" |  |  | CS |  | Drawing | G514
107 | 6"-WAR-8001 -AG 1A | 6" |  |  | CS |  | Drawing | G515
108 | 6"-WAR-8004-AG 1A | 6" |  |  | CS |  | Drawing | G516
109 | 2"-WAR-8004-AG 1A | 2" |  |  | CS |  | Drawing | G517
110 | 2"-WAR-8004-AG 1A | 2" |  |  | CS |  | Drawing | G518
111 | 2"-WAR-8004-AG 1A | 2" |  |  | CS |  | Drawing | G519
112 | 2"-WAR-8004-AG 1A | 2" |  |  | CS |  | Drawing | G520
113 | 2"-WAR-8004-AS 1A | 2" |  |  | SS304 |  | Drawing | G521
114 | 2"-WAR-8004-AS 1A | 2" |  |  | SS304 |  | Drawing | G522
115 | 2"-WAR-8004-AS 1A | 2" |  |  | SS304 |  | Drawing | G523
116 | 2"-WAR-8004-AS1A | 2" |  |  | SS304 |  | Drawing | G524
117 | 2"-WAR-8004-AS 1A | 2" |  |  | SS304 |  | Drawing | G525
118 | 2"-WAR-8004-AS 1A | 2" |  |  | SS304 |  | Drawing | G526
119 | 2"-WAR-8004-AS1A | 2" |  |  | SS304 |  | Drawing | G527
120 | 2'"-WAR-8004-AS1A | 2'" |  |  | SS304 |  | Drawing | G528
121 | 2"-WAR-8005-AS 1A | 2" |  |  | SS304 |  | Drawing | G529
122 | 2"-WAR-8006-AS 1A | 2" |  |  | SS304 |  | Drawing | G530
123 | 4"-WAT-8000-AG1A | 4" |  |  | CS |  | Drawing | G531
124 | 3"-WAT-8001 -AG 1A | 3" |  |  | CS |  | Drawing | G532
125 | 3"-WAT-8004-AG1A | 3" |  |  | CS |  | Drawing | G533
126 | 3"-WAT-8001-AG1A (1/2) (2/2) | 3" |  |  | CS |  | Drawing | G534
127 | 2"-W M L-8000-AG1A | 2" |  |  | CS |  | Drawing | G551
128 | 2"-W M L-8003-AG1A | 2" |  |  | CS |  | Drawing | G552
129 | 3"-WW-8001 -AG 1C | 3" |  |  | CS |  | Drawing | G611
130 | 3"-WW-8001 -AG 1C | 3" |  |  | CS |  | Drawing | G612
131 | 2"-WW I-8001 -AG 1C | 2" |  |  | CS |  | Drawing | G621
132 | 2"-WWI-8003-AS 1A | 2" |  |  | SS304 |  | Drawing | G622
133 | 2"-WWI-8002-AS1A | 2" |  |  | SS304 |  | Drawing | G623
134 | 2"-WWI-8004-AS1 A (1/2) (2/2) | 2" |  |  | SS304 |  | Drawing | G624
135 | 2"-WW I-8004-AS1A | 2" |  |  | SS304 |  | Drawing | G625
136 | 4"-WWT-8503-AS1A-P (1/2) (2/2) | 4" | Waste Water | Water | SS304 |  | Drawing | G641
137 | 2-1 /2"-WWT-8505-AS1A-P (1/2) (2/2) | 2-1 /2" | Waste Water | Water | SS304 |  | Drawing | G642
138 | 4"-WWT-8508-AS1 A-P | 4" | Waste Water | Water | SS304 |  | Drawing | G643
139 | 4"-WWT-8509-AS1 A-P | 4" | Waste Water | Water | SS304 |  | Drawing | G644
140 | 3"-WWT-8510-AS 1 A-P | 3" | Waste Water | Water | SS304 |  | Drawing | G645
141 | 3"-WWT-8510-AS1 A-P | 3" | Waste Water | Water | SS304 |  | Drawing | G646
142 | 4"-WWT-8513-AS1 A-P | 4" | Waste Water | Water | SS304 |  | Drawing | G647
143 | 6"-TK-931-AG1A | 6" |  |  | CS |  | Drawing | G701
144 | 2"-TK-811-AS1A | 2" |  |  | SS304 |  | Drawing | G702
145 | 2"-TK-831-AG1C | 2" |  |  | CS |  | Drawing | G703
146 | 2"-TK-832-AG1C | 2" |  |  | CS |  | Drawing | G704
147 | 2"-TK-833-AG1A | 2" |  |  | CS |  | Drawing | G705
148 | 4"-D-921-AG1B | 4" |  |  | CS |  | Drawing | G706
149 | 2"-D-921-AG1B | 2" |  |  | CS |  | Drawing | G707
150 | 2"-D-921-AG1B (1/2) (2/2) | 2" |  |  | CS |  | Drawing | G708
151 | 2"-TK-932-AS1A | 2" |  |  | SS304 |  | Drawing | G709
152 | 4"-TK-820-AS1A | 4" |  |  | SS304 |  | Drawing | G710
153 | 4"-TK-822-AS1A | 4" |  |  | SS304 |  | Drawing | G711
154 | 1 /2"-BFW-8501-BG4A-P | 1 /2" | Boiler Feed Water | Water | CS |  | Drawing | H021
155 | 3/4"-BFW-8502-BG4A- P | 3/4" | Boiler Feed Water | Water | CS |  | Drawing | H022
156 | 1 /2"-BFW-9201 -AG 1B-H25 | 1 /2" | Boiler Feed Water | Water | CS | Hot | Drawing | H023
157 | 3/4"-BFW-9201 -AG1B-H25 | 3/4" | Boiler Feed Water | Water | CS | Hot | Drawing | H024
158 | 3/4"-CF-9203-AS1A | 3/4" |  |  | SS304 |  | Drawing | H041
159 | 3/4"-CF-9402-AS 1A | 3/4" |  |  | SS304 |  | Drawing | H042
160 | 3/4"-CF-9201 -AS1A | 3/4" |  |  | SS304 |  | Drawing | H043
161 | 3/4"-CF-9201 -AS 1A | 3/4" |  |  | SS304 |  | Drawing | H044
162 | 3/4"-CF-9202-AS 1A | 3/4" |  |  | SS304 |  | Drawing | H045
163 | 3/4"-CWR-9204-AG 1A | 3/4" | Cooling Water | Water | CS |  | Drawing | H061
164 | 3/4"-CWR-9413-AG1A | 3/4" | Cooling Water | Water | CS |  | Drawing | H062
165 | 3/4"-CWS-9203-AG 1A | 3/4" | Cooling Water | Water | CS |  | Drawing | H091
166 | 3/4"-CWS-9413-AG1A | 3/4" | Cooling Water | Water | CS |  | Drawing | H092
167 | 1-1/2"-DMW-9309- AS1A | 1-1/2" | Demin Water | Water | SS304 |  | Drawing | H121
168 | 1-1/2"-DMW-9310- AS1A | 1-1/2" | Demin Water | Water | SS304 |  | Drawing | H122
169 | 3/4"-DMW-9210-AS1A | 3/4" | Demin Water | Water | SS304 |  | Drawing | H123
170 | 1-1/2"-DMW-93D7- AS1A | 1-1/2" | Demin Water | Water | SS304 |  | Drawing | H124
171 | 3/4"-DM W-9312-AS1A | 3/4" | Demin Water | Water | SS304 |  | Drawing | H125
172 | 1 /2"-FNG-8502-AG 1C | 1 /2" | Natural Gas | Gas | CS |  | Drawing | H161
173 | 1"-FNG-9281 -AG 1C | 1" | Natural Gas | Gas | CS |  | Drawing | H162
174 | 1 /2"-FWS-8003-AG1 A | 1 /2" | Filtered Water | Water | CS |  | Drawing | H171
175 | 3/4"-FWS-8001 -AG 1A | 3/4" | Filtered Water` | Water | CS |  | Drawing | H172
176 | 1 "-FWS-8506-AG1A | 1 " | Filtered Water | Water | CS |  | Drawing | H173
177 | 1 -1 /2"-FWS-8508-AG1A | 1 -1 /2" | Filtered Water | Water | CS |  | Drawing | H174
178 | 1"-FWS-8509-AG1A | 1" | Filtered Water | Water | CS |  | Drawing | H175
179 | 1 "-FWS-8511 -AG 1A | 1 " | Filtered Water | Water | CS |  | Drawing | H176
180 | 3/4"-FWS-HS903- AG1A | 3/4" | Filtered Water | Water | CS |  | Drawing | H177
181 | 3/4"-FWS-8002-AG 1A | 3/4" | Filtered Water | Water | CS |  | Drawing | H178
182 | 3/4"-FWS-8002-AG 1A | 3/4" | Filtered Water | Water | CS |  | Drawing | H179
183 | 3/4"-FWS-HS901 -AG1A | 3/4" | Filtered Water | Water | CS |  | Drawing | H180
184 | 3/4"-FWS-HS902- AG1A | 3/4" | Filtered Water | Water | CS |  | Drawing | H181
185 | 1 -1 /2"-FWS-9307-AG1A | 1 -1 /2" | Filtered Water | Water | CS |  | Drawing | H182
186 | 1 "-GPA-8502-AG1A | 1 " | Plant Air | Air | CS |  | Drawing | H211
187 | 1 "-GPA-8503-AG1A | 1 " | Plant Air | Air | CS |  | Drawing | H212
188 | 1 "-GPA-8505-AG1A | 1 " | Plant Air | Air | CS |  | Drawing | H213
189 | 1 /2"-GPA-8508-AG 1A | 1 /2" | Plant Air | Air | CS |  | Drawing | H214
190 | 1/2"-GPA-8510-AG1A | 1/2" | Plant Air | Air | CS |  | Drawing | H215
191 | 1/2"-GPA-8511-AG1A % | 1/2" | Plant Air | Air | CS |  | Drawing | H216
192 | 1 /2"-G PA-8514-AG1A | 1 /2" |  |  | CS |  | Drawing | H217
193 | 3/4"-GPA-8515-AG1A | 3/4" | Plant Air | Air | CS |  | Drawing | H218
194 | 3/4"-GPA-HS903-AG 1A | 3/4" | Plant Air | Air | CS |  | Drawing | H219
195 | 3/4"-GPA-HS901 -AG 1A | 3/4" | Plant Air | Air | CS |  | Drawing | H220
196 | 3/4"-GPA-HS902-AG1A | 3/4" | Plant Air | Air | CS |  | Drawing | H221
197 | 1"-GPI-8501-AG2A | 1" | Instrument Air | Air | CS |  | Drawing | H241
198 | 1/2"-GPI-8502-AG2A | 1/2" | Instrument Air | Air | CS |  | Drawing | H242
199 | 1/2"-GPI-8503-AG2A | 1/2" | Instrument Air | Air | CS |  | Drawing | H243
200 | 1 "-GPI-9210-AG2A | 1 " | Instrument Air | Air | CS |  | Drawing | H244
201 | 3/4"-GPI-9919-AG2A | 3/4" | Instrument Air | Air | CS |  | Drawing | H245
202 | 3/4"-LPS-9260-AG1 B-H25 | 3/4" | Low Pressure Steam | Steam | CS | Hot | Drawing | H281
203 | 3/4"-LPS-9260-AG 1B-H25 | 3/4" | Low Pressure Steam | Steam | CS | Hot | Drawing | H282
204 | 1 -1 /2"-LPS-8501 -AG1B-H25 | 1 -1 /2" | Low Pressure Steam | Steam | CS | Hot | Drawing | H283
205 | 1-1 /2"-LPS-8502-AG 1B-H25 (1/2) (2/2) | 1-1 /2" | Low Pressure Steam | Steam | CS | Hot | Drawing | H284
206 | 1 /2"-LPS-8504-AG 1B-H25 | 1 /2" | Low Pressure Steam | Steam | CS | Hot | Drawing | H285
207 | 3/4"-LPS-9204-AG1 B-H25 | 3/4" | Low Pressure Steam | Steam | CS | Hot | Drawing | H286
208 | 3/4"-LPS-HS903-AG 1B-H25 | 3/4" | Low Pressure Steam | Steam | CS | Hot | Drawing | H287
209 | 1-1 /2"-LPS-9205-AG 1B-H25 | 1-1 /2" | Low Pressure Steam | Steam | CS | Hot | Drawing | H288
210 | 3/4"-LPS-HS901 -AG1B-H25 | 3/4" | Low Pressure Steam | Steam | CS | Hot | Drawing | H289
211 | 3/4"-LPS-HS902-AG 1B-H25 | 3/4" | Low Pressure Steam | Steam | CS | Hot | Drawing | H290
212 | 3/4"-LPS-9264-AG1 B-H25 | 3/4" | Low Pressure Steam | Steam | CS | Hot | Drawing | H291
213 | 3/4"-M PS-9210-BG4A-H25 | 3/4" |  |  | CS | Hot | Drawing | H311
214 | 3/4"-MPS-9210-BG4A-H25 | 3/4" | Medium Pressure Steam | Steam | CS | Hot | Drawing | H312
215 | 1 "-NGS-8501 -AG 1A | 1 " | Nitrogen Gas | Gas | CS |  | Drawing | H331
216 | 1 "-NGS-8501 -AG 1A | 1 " | Nitrogen Gas | Gas | CS |  | Drawing | H332
217 | 3/4"^sTfS903^AGTA | 3/4" |  |  | CS |  | Drawing | H333
218 | 3/4"-NGS-HS901 -AG 1A | 3/4" | Nitrogen Gas | Gas | CS |  | Drawing | H334
219 | 3/4"-NGS-HS902-AG 1A | 3/4" | Nitrogen Gas | Gas | CS |  | Drawing | H335
220 | 1"-P-9611-BG3A | 1" | Process | Chemical Solution | CS |  | Drawing | H351
221 | 1 /2"-POL-8004-AS 1A | 1 /2" |  |  | SS304 |  | Drawing | H381
222 | 1 /2"-POL-8004-AS1 A | 1 /2" |  |  | SS304 |  | Drawing | H382
223 | 1 "-POL-8001 -ASIA | 1 " |  |  | SS304 |  | Drawing | H383
224 | 1 -1/2"-PWS-8501 -AG2A | 1 -1/2" | Potable Water | Water | CS |  | Drawing | H401
225 | 1 "-PWS-8502-AG2A | 1 " | Potable Water | Water | CS |  | Drawing | H402
226 | 1-1 /2"-PWS-9309-AG2A | 1-1 /2" | Potable Water | Water | CS |  | Drawing | H403
227 | 1 -1 /2"-PWS-9304-AG2A | 1 -1 /2" | Potable Water | Water | CS |  | Drawing | H404
228 | 3/4"-PWS-9307-AG2A | 3/4" | Potable Water | Water | CS |  | Drawing | H405
229 | 1-1 /2"-PWS-9308-AG2A | 1-1 /2" | Potable Water | Water | CS |  | Drawing | H406
230 | 1-1 /2"-RWS-9403-AG1A-L25 | 1-1 /2" |  |  | CS |  | Drawing | H441
231 | 1-1/2"-SA-8001-AG1C | 1-1/2" | Sulfuric Acid | Chemical Solution | CS |  | Drawing | H451
232 | 1-1 /2"-SA-8002-AG 1C | 1-1 /2" | Sulfuric Acid | Chemical Solution | CS |  | Drawing | H452
233 | 1 -1 /2"-SA-8003-AG 1C | 1 -1 /2" | Sulfuric Acid | Chemical Solution | CS |  | Drawing | H453
234 | 1-1 /2"-SA-8004-AG 1C | 1-1 /2" | Sulfuric Acid | Chemical Solution | CS |  | Drawing | H454
235 | 1-1 /2"-SA-8005-AG 1C | 1-1 /2" | Sulfuric Acid | Chemical Solution | CS |  | Drawing | H455
236 | 1-1 /2"-SA-8007-AG 1C | 1-1 /2" | Sulfuric Acid | Chemical Solution | CS |  | Drawing | H456
237 | 1 /2"-SA-8008-AG 1A | 1 /2" | Sulfuric Acid | Chemical Solution | CS |  | Drawing | H457
238 | 3/4"-SA-9302-AG1 C | 3/4" | Sulfuric Acid | Chemical Solution | CS |  | Drawing | H458
239 | 3/4"-SA-9303-AS 1A | 3/4" | Sulfuric Acid | Chemical Solution | SS304 |  | Drawing | H459
240 | 3/4"-SA-9301 -AG1C | 3/4" | Sulfuric Acid | Chemical Solution | CS |  | Drawing | H460
241 | 1 -1 /2"-SH Y-8001 -AG 1C | 1 -1 /2" | Caustic Soda | Chemical Solution | CS |  | Drawing | H481
242 | 1-1/2"-SHY-8003-AG1C | 1-1/2" | Caustic Soda | Chemical Solution | CS |  | Drawing | H482
243 | 1-1/2"-SHY-8004-AG1C | 1-1/2" | Caustic Soda | Chemical Solution | CS |  | Drawing | H483
244 | 1-1/2"-SHY-8005-AG1C | 1-1/2" | Caustic Soda | Chemical Solution | CS |  | Drawing | H484
245 | 3/4"-SH Y -8006-AG1C | 3/4" | Caustic Soda | Chemical Solution | CS |  | Drawing | H485
246 | 3/4"-SH Y-8007-AG 1C | 3/4" | Caustic Soda | Chemical Solution | CS |  | Drawing | H486
247 | 1 "-SHY -8008-AG1C | 1 " | Caustic Soda | Chemical Solution | CS |  | Drawing | H487
248 | 1 /2"-SH Y-8009-AG1C | 1 /2" | Caustic Soda | Chemical Solution | CS |  | Drawing | H488
249 | 3/4"-SH Y-9201 -AG 1C | 3/4" | Caustic Soda | Chemical Solution | CS |  | Drawing | H489
250 | 1 -1 /2"-WAR-8003-AG1A | 1 -1 /2" |  |  | CS |  | Drawing | H511
251 | 1-1/2"-WAR-8003- AS1A | 1-1/2" |  |  | SS304 |  | Drawing | H512
252 | 1-1 /2"-WAT-8002-AG1A | 1-1 /2" |  |  | CS |  | Drawing | H531
253 | 1 "-WAT-8003-AG1A | 1 " |  |  | CS |  | Drawing | H532
254 | 1-1 /2"-WAT-8501 -AG1A | 1-1 /2" |  |  | CS |  | Drawing | H533
255 | 3/4"-WAT-8502-AG1A | 3/4" |  |  | CS |  | Drawing | H534
256 | 1 "-WAT-8005-AG1A | 1 " |  |  | CS |  | Drawing | H535
257 | 1 "-WAT-8006-AG 1A | 1 " |  |  | CS |  | Drawing | H536
258 | 1 "-WAT-8006-AG 1A | 1 " |  |  | CS |  | Drawing | H537
259 | 3/4"-W M L-8002-AG1A | 3/4" |  |  | CS |  | Drawing | H551
260 | 1 "-WML-8005-AG1A | 1 " |  |  | CS |  | Drawing | H552
261 | 1 "-W M L-8007-AG 1A | 1 " |  |  | CS |  | Drawing | H553
262 | 3/4"-W ML-8008-AG1A | 3/4" |  |  | CS |  | Drawing | H554
263 | 3/4"-WM L-8008-AG1A | 3/4" |  |  | CS |  | Drawing | H555
264 | 1-1/2"-WML-8001- AG1A | 1-1/2" |  |  | CS |  | Drawing | H556
265 | 1-1 /2"-W M L-8004-AG1A (1/2) (2/2) | 1-1 /2" |  |  | CS |  | Drawing | H557
266 | 1 "-W M L-8006-AG1A | 1 " |  |  | CS |  | Drawing | H558
267 | 1 "-WML-8008-AG1A | 1 " |  |  | CS |  | Drawing | H559
268 | 3/4"-WML-8010-AG1A | 3/4" |  |  | CS |  | Drawing | H560
269 | 1 "-W M L-8008-AS1A | 1 " |  |  | SS304 |  | Drawing | H561
270 | 1 "-WNP-8000-AG1A | 1 " |  |  | CS |  | Drawing | H581
271 | 3/4"-WNP-8001 -AG 1A | 3/4" |  |  | CS |  | Drawing | H582
272 | 3/4"-WNP-8002-AG 1A | 3/4" |  |  | CS |  | Drawing | H583
273 | 3/4"-WT!-8000-AS 1A' | 3/4" |  |  | SS304 |  | Drawing | H591
274 | 3/4"'-WWT-8507-AS 1A-P | 3/4" | Waste Water | Water | SS304 |  | Drawing | H641
275 | 3/4"-WWT-8501 -AS1A-HT25 | 3/4" | Waste Water | Water | SS304 |  | Drawing | H642
276 | 1 -1 /2"-TK-852-AG 1B | 1 -1 /2" |  |  | CS |  | Drawing | H701
277 | 1"-TK-853-AS1A | 1" |  |  | SS304 |  | Drawing | H702
278 | 1"-D-921-AG1B | 1" |  |  | CS |  | Drawing | H703
279 | 3/4"-D-991 -AG 1A | 3/4" |  |  | CS |  | Drawing | H704
280 | 3/4"-TK-942-AG 1A | 3/4" |  |  | CS |  | Drawing | H705
281 | 3/4"-D-991 -AG 1A | 3/4" |  |  | CS |  | Drawing | H706
282 | 3/4"-D-992-AG2A | 3/4" |  |  | CS |  | Drawing | H707
283 | 3/4"-D-992-AG2A | 3/4" |  |  | CS |  | Drawing | H708
284 | 3/4"-D-993-AG1A | 3/4" |  |  | CS |  | Drawing | H709
285 | 1-1 /2"-TK-936-AG2A | 1-1 /2" |  |  | CS |  | Drawing | H710
286 | 3/4"-TK-942-AG 1A | 3/4" |  |  | CS |  | Drawing | H711
287 | 3/4"-D-921 -AG 1B | 3/4" |  |  | CS |  | Drawing | H712
288 | 1 /2"-C-991 -AG 1C | 1 /2" |  |  | CS |  | Drawing | H713
288 | 3"-2EH-4314-AG1E | 3" | 2-Ethylhexanol | Product | CS |  | Drawing | K001
289 | 3"-2EH-4314-AG1E | 3" | 2-Ethylhexanol | Product | CS |  | Drawing | K002
290 | 8"-2EH-7201-AG1E-8 | 8" | 2-Ethylhexanol | Product | CS |  | Drawing | K003
291 | 8"-2EH-7201-AG1E | 8" | 2-Ethylhexanol | Product | CS |  | Drawing | K004
292 | 8"-2EH-7202-AG1E | 8" | 2-Ethylhexanol | Product | CS |  | Drawing | K005
293 | 6"-2EH-7204-AG1E | 6" | 2-Ethylhexanol | Product | CS |  | Drawing | K007
294 | 3"-2EH-7205-AG1E | 3" | 2-Ethylhexanol | Product | CS |  | Drawing | K008
295 | 3"-2EH-7206-AG1E | 3" | 2-Ethylhexanol | Product | CS |  | Drawing | K009
296 | 3"-2EH-7207-AG1E-1 | 3" | 2-Ethylhexanol | Product | CS |  | Drawing | K010
297 | 3"-CWS-9402-AG1A | 3" | Cooling Water | Water | CS |  | Drawing | K013
298 | 4"-2EH-7203-AG1E | 4" | 2-Ethylhexanol | Product | CS |  | Drawing | K014
299 | 8"-IBA-7231-AG1E | 8" | Iso Butanol | Product | CS |  | Drawing | K021
300 | 8"-IBA-7231-AG1E | 8" | Iso Butanol | Product | CS |  | Drawing | K022
301 | 8"-IBA-7232-AG1E | 8" | Iso Butanol | Product | CS |  | Drawing | K023
302 | 4"-IBA-7233-AG1E | 4" | Iso Butanol | Product | CS |  | Drawing | K024
303 | 6"-IBA-7234-AG1E | 6" | Iso Butanol | Product | CS |  | Drawing | K025
304 | 3"-IBA-7236-AG1E | 3" | Iso Butanol | Product | CS |  | Drawing | K027
305 | 3"-IBA-7237-AG1E | 3" | Iso Butanol | Product | CS |  | Drawing | K028
306 | 8"-NBA-7221-AG1E | 8" | Normal Butanol | Product | CS |  | Drawing | K031
307 | 8"-NBA-7221-AG1E | 8" | Normal Butanol | Product | CS |  | Drawing | K032
308 | 8"-NBA-7222-AG1E | 8" | Normal Butanol | Product | CS |  | Drawing | K033
309 | 4"-NBA-7223-AG1E | 4" | Normal Butanol | Product | CS |  | Drawing | K034
310 | 6"-NBA-7224-AG1E | 6" | Normal Butanol | Product | CS |  | Drawing | K035
311 | 3"-NBA-7225-AG1E | 3" | Normal Butanol | Product | CS |  | Drawing | K036
312 | 3"-NBA-7226-AG1E | 3" | Normal Butanol | Product | CS |  | Drawing | K037
313 | 3"-NBA-7227-AG1E | 3" | Normal Butanol | Product | CS |  | Drawing | K038
314 | 2"-NGB-9932-AS1A | 2" | Nitrogen Gas | Gas | SS304 |  | Drawing | K041
315 | 2"-NGB-9937-AG1A | 2" | Nitrogen Gas | Gas | CS |  | Drawing | K045
316 | 6"-PGH-9501-BG3A | 6" | Purge Gas To Flare | Gas | CS |  | Drawing | K047
317 | 6"-PGH-9502-AG1C | 6" | Purge Gas To Flare | Gas | CS |  | Drawing | K048
318 | 20"-PGH-9508-AG1C | 20" | Purge Gas To Flare | Gas | CS |  | Drawing | K049
319 | 20"-PGH-9507-AG1C | 20" | Purge Gas To Flare | Gas | CS |  | Drawing | K050
320 | 20"-PGH-9510-AG1C | 20" | Purge Gas To Flare | Gas | CS |  | Drawing | K051
321 | 20"-PGH-9509-AG1C | 20" | Purge Gas To Flare | Gas | CS |  | Drawing | K052
322 | 20"-PGH-9511-AG1C | 20" | Purge Gas To Flare | Gas | CS |  | Drawing | K053
323 | 20"-PGH-9512-AG1C | 20" | Purge Gas To Flare | Gas | CS |  | Drawing | K054
324 | 3"-PGH-9513-BG3A | 3" | Purge Gas To Flare | Gas | CS |  | Drawing | K055
325 | 20"-PGH-9517-AG1C | 20" | Purge Gas To Flare | Gas | CS |  | Drawing | K056
326 | 20"-PGH-9518-AG1C | 20" | Purge Gas To Flare | Gas | CS |  | Drawing | K057
327 | 6"-PGH-9516-BG3A | 6" | Purge Gas To Flare | Gas | CS |  | Drawing | K059
328 | 2"-PGH-9519-AG1C | 2" | Purge Gas To Flare | Gas | CS |  | Drawing | K060
329 | 8"-PPY-7101-BG3A | 8" | Propylene | Gas | CS |  | Drawing | K061
330 | 8"-PPY-7102-BG3A | 8" | Propylene | Gas | CS |  | Drawing | K062
331 | 8"-PPY-7103-BG3A | 8" | Propylene | Gas | CS |  | Drawing | K063
332 | 8"-PPY-7104-BG3A | 8" | Propylene | Gas | CS |  | Drawing | K064
333 | 6"-PPY-7105-BG3A | 6" | Propylene | Gas | CS |  | Drawing | K065
334 | 6"-PPY-7105-BG3A | 6" | Propylene | Gas | CS |  | Drawing | K066
335 | 6"-PPY-7106-BG3A | 6" | Propylene | Gas | CS |  | Drawing | K067
336 | 6"-PPY-7107-BG3A | 6" | Propylene | Gas | CS |  | Drawing | K068
337 | 6"-PPY-7108-BG3A | 6" | Propylene | Gas | CS |  | Drawing | K069
338 | 4"-PPY-7109-BG3A | 4" | Propylene | Gas | CS |  | Drawing | K070
339 | 2"-PPY-7110-BG3A | 2" | Propylene | Gas | CS |  | Drawing | K071
340 | 2"-PPY-7110-BG3A | 2" | Propylene | Gas | CS |  | Drawing | K072
341 | 2"-PPY-7111-BG3A | 2" | Propylene | Gas | CS |  | Drawing | K073
342 | 2"-PPY-7112-BG3A | 2" | Propylene | Gas | CS |  | Drawing | K074
343 | 2"-PPY-7113-BG3A | 2" | Propylene | Gas | CS |  | Drawing | K075
344 | 4"-PPY-7114-BG3A | 4" | Propylene | Gas | CS |  | Drawing | K076
345 | 6"-PGH-9515-BG3A/AG1C | 6" | Purge Gas To Flare | Gas | CS |  | Drawing | K077
346 | 4"-PPY-7115-BG3A | 4" | Propylene | Gas | CS |  | Drawing | K077-A
347 | 4"-PPY-7116-BG3A | 4" | Propylene | Gas | CS |  | Drawing | K078
348 | 4"-PPY-7117-BG3A | 4" | Propylene | Gas | CS |  | Drawing | K079
349 | 3"-PPY-7119-BG3A | 3" | Propylene | Gas | CS |  | Drawing | K080
350 | 3"-PPY-7119-BG3A | 3" | Propylene | Gas | CS |  | Drawing | K081
351 | 3"-PPY-7120-BG3A | 3" | Propylene | Gas | CS |  | Drawing | K082
352 | 3"-PPY-7121-BG3A | 3" | Propylene | Gas | CS |  | Drawing | K083
353 | 3"-PPY-7122-BG3A | 3" | Propylene | Gas | CS |  | Drawing | K084
354 | 3"-PPY-7135-BG3A | 3" | Propylene | Gas | CS |  | Drawing | K094
355 | 2.5"-PPY-7136-BG3A | 2.5" | Propylene | Gas | CS |  | Drawing | K095
356 | 2.5"-PPY-7137-BG3A | 2.5" | Propylene | Gas | CS |  | Drawing | K096
357 | 2"-PPY-7138-BG3A | 2" | Propylene | Gas | CS |  | Drawing | K097
358 | 2"-NGB-9935-AG1A | 2" | Nitrogen Gas | Gas | CS |  | Drawing | K101
359 | 2"-NGB-9936-AG1A | 2" | Nitrogen Gas | Gas | CS |  | Drawing | K103
360 | 2"-NGB-9937-AG1A | 2" | Nitrogen Gas | Gas | CS |  | Drawing | K105
361 | 3"-IBA-1235-AG1E | 3" | Iso Butanol | Product | CS |  | Drawing | K106
362 | 3"-PPY-7119-BG3A | 3" | Propylene | Gas | CS |  | Drawing | K-107
363 | 2"-NGB-9933-AG1A | 2" | Nitrogen Gas | Gas | CS |  | Drawing | K108
364 | 2"-NGB-9932-AG1E | 2" | Nitrogen Gas | Gas | CS |  | Drawing | K109
365 | 6"-PPY-7114-BG3A | 6" | Propylene | Gas | CS |  | Drawing | K110
366 | 2"-PPY-7130-BG3A | 2" | Propylene | Gas | CS |  | Drawing | K111
367 | 20"-PGH-9501-AG1C | 20" | Purge Gas To Flare | Gas | CS |  | Drawing | K112
368 | 10"-PPY-7101-BG3A. | 10" | Propylene | Gas | CS |  | Drawing | K113
369 | 3"-NGB-9931-AG1A | 3" | Nitrogen Gas | Gas | CS |  | Drawing | K130
370 | 3"-FFW-7521-AG2A | 3" | Fire Fighting Water | Water | CS |  | Drawing | N001
371 | 6"-FFW-7522-AG2A | 6" | Fire Fighting Water | Water | CS |  | Drawing | N002
372 | 3"-FFW-7523-AG2 A | 3" | Fire Fighting Water | Water | CS |  | Drawing | N003
373 | 3"-FFW-7524-AG2A | 3" | Fire Fighting Water | Water | CS |  | Drawing | N004
374 | 3"-FFW-7525-AG2A | 3" | Fire Fighting Water | Water | CS |  | Drawing | N005
375 | 6"-FFW-7522-AG2A | 6" | Fire Fighting Water | Water | CS |  | Drawing | N006
376 | 4"-FFW-7520-AG2A | 4" | Fire Fighting Water | Water | CS |  | Drawing | N006
377 | 4"-FFW-7520-AG2A | 4" | Fire Fighting Water | Water | CS |  | Drawing | N008
378 | 6"-FFW-7520-AG2A | 6" | Fire Fighting Water | Water | CS |  | Drawing | N010
379 | 8"-FFW-7512-AG2A | 8" | Fire Fighting Water | Water | CS |  | Drawing | N010-A
380 | 8"-FFW-7509-AG2A | 8" | Fire Fighting Water | Water | CS |  | Drawing | N011
381 | 6"-FFW-7518-AG2A | 6" | Fire Fighting Water | Water | CS |  | Drawing | N012
382 | 6"-FFW-7519-AG2A | 6" | Fire Fighting Water | Water | CS |  | Drawing | N013
383 | 6"-FFW-7517-AG2A | 6" | Fire Fighting Water | Water | CS |  | Drawing | N014
384 | 8"-FFW-7508-AG2A | 8" | Fire Fighting Water | Water | CS |  | Drawing | N017
385 | 8"-FFW-7511-AG2A | 8" | Fire Fighting Water | Water | CS |  | Drawing | N018
386 | 1.5"-2EH-7208-AG1E | 1.5" | 2-Ethylhexanol | Product | CS |  | Drawing | K011
387 | 1.5"-IBA-7238-AG1E | 1.5" | Iso Butanol | Product | CS |  | Drawing | K029
388 | 1.5"-NBA-5316-AG1E | 1.5" | Normal Butanol | Product | CS |  | Drawing | K030
389 | 1.5"-NBA-7228-AG1E | 1.5" | Normal Butanol | Product | CS |  | Drawing | K039
390 | 1"-PPY-7123-AG1C | 1" | Propylene | Gas | CS |  | Drawing | K085
391 | 1"-PPY-7124-BG3A | 1" | Propylene | Gas | CS |  | Drawing | K086
392 | 1.5"-PPY-7124-BG3A | 1.5" | Propylene | Gas | CS |  | Drawing | K087
393 | 1"-PPY-7124-BG3A | 1" | Propylene | Gas | CS |  | Drawing | K088
394 | 1"-PPY-7125-BG3A | 1" | Propylene | Gas | CS |  | Drawing | K089
395 | 1"-PPY-7126-BG3A | 1" | Propylene | Gas | CS |  | Drawing | K090
396 | 1"-PPY-7127-BG3A | 1" | Propylene | Gas | CS |  | Drawing | K091
397 | 1"-PPY-7128-AG1C | 1" | Propylene | Gas | CS |  | Drawing | K092
398 | 1"-PPY-7129-AG1C | 1" | Propylene | Gas | CS |  | Drawing | K093
399 | 3/4"-PPY-7140-BG3A | 3/4" | Propylene | Gas | CS |  | Drawing | K098
400 | 1"-PPY-7142-BG3A | 1" | Propylene | Gas | CS |  | Drawing | K100
401 | 3/4"-LPS-HS702-AG1B-H25 | 3/4" | Low Pressure Steam | Steam | CS | Hot | Drawing | K114
402 | 3/4"-GPA-HS702-AG1A | 3/4" | Plant Air | Air | CS |  | Drawing | K115
403 | 3/4"-NGS-HS702-AG1A | 3/4" | Nitrogen Gas | Gas | CS |  | Drawing | K116
404 | 3/4"-FWS-HS702-AG1A | 3/4" | Filtered Water | Water | CS |  | Drawing | K117
405 | 3/4"-NGS-HS701-AG1A | 3/4" | Nitrogen Gas | Gas | CS |  | Drawing | K118
406 | 3/4"-LPS-HS701-AG1B-H25 | 3/4" | Low Pressure Steam | Steam | CS | Hot | Drawing | K119
407 | 3/4"-FWS-HS701-AG1A | 3/4" | Filtered Water | Water | CS |  | Drawing | K120
408 | 3/4"-GPA-HS701-AG1A | 3/4" | Plant Air | Air | CS |  | Drawing | K121
409 | 1"-CWS-7253-AG1A | 1" | Cooling Water | Water | CS |  | Drawing | K122
410 | 1"-CWS-7251-AG1A | 1" | Cooling Water | Water | CS |  | Drawing | K123
411 | 1"-CWR-7252-AG1A | 1" | Cooling Water | Water | CS |  | Drawing | K124
412 | 1"-CWR-7256-AG1A | 1" | Cooling Water | Water | CS |  | Drawing | K125
413 | 1"-CWR-7254-AG1A | 1" | Cooling Water | Water | CS |  | Drawing | K127
414 | 1.5"-NBA-5316-AG1E | 1.5" | Normal Butanol | Product | CS |  | Drawing | K128
415 | 1"-FNG-9607-AG1C | 1" | Natural Gas | Gas | CS |  | Drawing | K137
416 | 1"-FNG-9606-AG1C | 1" | Natural Gas | Gas | CS |  | Drawing | K140
417 | 1"-LPS-9261-AG1B-H25 | 1" | Low Pressure Steam | Steam | CS | Hot | Drawing | K142
418 | 1"-PPY-7141-BG3A | 1" | Propylene | Gas | CS |  | Drawing | K211
419 | 1"-IBA-6316-AG1E | 1" | Iso Butanol | Product | CS |  | Drawing | K222
420
Menu
PON

## 48-1
|  | EQUIPMENT LIST |  |  | Document No. | : MNTC-ME
[5 empty] | Revision | : 0
[5 empty] | Date of issue | : 2025
PT. PETRO OXO NUSANTARA |  |  |  |  | Page | :
VALVE LIST OCTANOL
No | Line No. | PAGE NO. | Dia. | Valve ID | Material | Remark
1 | 3/4" - DMW-HS124 - AS1A | E065 | 3/4" |  | A312-TP304 |  | 1
2 | 3/4" - DMW-HS142 - AS1A | E066 | 3/4" | GV 1 | A312-TP304 |  | 1
3 | 3/4" - DMW-HS152 - AS1A | E067 | 3/4" |  | A312-TP304
4 | 3/4" - DMW-HS162 - AS1A | E068 | 3/4" | GV 1 | A312-TP304 |  | 1
5 | 1 1/2" - FGS-6105-1 - AG1C | E089 | 1 1/2" |  | CS
6 | 3/4" - FGS-9621 - AG1C | E090 | 3/4" |  | CS
7 | 1 1/2" - FGS-5105 - AG1C | E091 | 1 1/2" |  | CS
8 | 1 1/2" - FGS-5105-2 - AG1A | E092 | 1 1/2" |  | CS
9 | 1 1/2" - FGS-6105-2 - AG1C | E093 | 1 1/2" |  | CS
10 | 1 1/2" - FWS-9383 - AG1A | E104 | 1 1/2" | GV 2 | CS |  | 1
11 | 1" - FWS-9384 - AG1A | E106 | 1" |  | CS
12 | 1" - FWS-HS144-1 - AG1A | E109 | 1" |  | CS
13 | 1" - FWS-HS155-1 - AG1A | E110 | 1" |  | CS
14 | 3/4" - FWS-HS101 - AG1A | E127 | 3/4" | GV 1 | CS |  | 1
15 | 3/4" - FWS-HS102 - AG1A | E128 | 3/4" | GV 1 | CS |  | 1
16 | 3/4" - FWS-HS103 - AG1A | E129 | 3/4" | GV 1 | CS |  | 1
17 | 3/4" - FWS-HS104 - AG1A | E130 | 3/4" |  | CS
18 | 3/4" - FWS-HS105 - AG1A | E131 | 3/4" | GV 1 | CS |  | 1
19 | 3/4" - FWS-HS106 - AG1A | E132 | 3/4" |  | CS
20 | 3/4" - FWS-HS107 - AG1A | E133 | 3/4" |  | CS
21 | 3/4" - FWS-HS108 - AG1A | E134 | 3/4" |  | CS
22 | 3/4" - FWS-HS109 - AG1A | E135 | 3/4" |  | CS
23 | 3/4" - FWS-HS110 - AG1A | E136 | 3/4" | GV 1 | CS |  | 1
24 | 3/4" - FWS-HS111 - AG1A | E137 | 3/4" |  | CS
25 | 3/4" - FWS-HS121 - AG1A | E138 | 3/4" | GV 1 | CS |  | 1
26 | 3/4" - FWS-HS122 - AG1A | E139 | 3/4" |  | CS
27 | 3/4" - FWS-HS123 - AG1A | E140 | 3/4" |  | CS
28 | 3/4" - FWS-HS124 - AG1A | E141 | 3/4" |  | CS
29 | 3/4" - FWS-HS141 - AG1A | E142 | 3/4" | GV 1 | CS |  | 1
30 | 3/4" - FWS-HS142 - AG1A | E143 | 3/4" | GV 1 | CS |  | 1
31 | 3/4" - FWS-HS143 - AG1A | E144 | 3/4" |  | CS
32 | 3/4" - FWS-HS144-2 - AG1A | E145 | 3/4" |  | CS
33 | 3/4" - FWS-HS145 - AG1A | E146 | 3/4" |  | CS
34 | 3/4" - FWS-HS151 - AG1A | E147 | 3/4" | GV 1 | CS |  | 1
35 | 3/4" - FWS-HS152 - AG1A | E148 | 3/4" |  | CS
36 | 3/4" - FWS-HS153 - AG1A | E149 | 3/4" |  | CS
37 | 3/4" - FWS-HS154-2 - AG1A | E150 | 3/4" |  | CS
38 | 3/4" - FWS-HS155-2 - AG1A | E151 | 3/4" |  | CS
39 | 3/4" - FWS-HS162 - AG1A | E152 | 3/4" | GV 1 | CS |  | 1
40 | 3/4" - GHY-1010 - DG3A | E176 | 3/4" | GV 8,CV 1 | CS |  | 1
41 | 1" - GHY-1210 - BG3A | E178 | 1" |  | CS
42 | 3/4" - GHY-2311 - DG3A | E179 | 3/4" | GV 3,CV 1 | CS |  | 1
43 | 1 1/2" - GHY-6109-1 - DG3A | E181 | 1 1/2" |  | CS
44 | 1 1/2" - GHY-6109-2 - DG3A | E182 | 1 1/2" |  | CS
45 | 1 1/2" - GHY-6109-3 - DG3A | E183 | 1 1/2" |  | CS
46 | 1 1/2" - GHY-5109-1 - DG3A | E184 | 1 1/2" |  | CS
47 | 1 1/2" - GHY-5109 - DG3A | E185 | 1 1/2" |  | CS
48 | 1 1/2" - GHY-5109-2 - DG3A | E186 | 1 1/2" |  | CS
49 | 1" - GHY-1210 - DG3A | E188 | 1" | GV 5, CV 1 | CS |  | 1
50 | 3/4" - GHY-2311 - BS1A | E189 | 3/4" |  | A312-TP304
51 | 1 1/2" - GOX-1309 - BS1A | E202 | 1 1/2" | CV 1 | A312-TP304 |  | 1
52 | 1 1/2" - GOX-1309 - BG3A | E203 | 1 1/2" |  | CS
53 | 1" - GPA-9984 - AG1A | E213 | 1" |  | CS
54 | 3/4" - GPA-HS144-1 - AG1A | E217 | 3/4" |  | CS
55 | 1" - GPA-HS155-1 - AG1A | E218 | 1" |  | CS
56 | 1" - GPI-9917 - AG2A | E220 | 1" | GV 4 | CS |  | 1
57 | 1" - GPI-9917 - AG2A | E221 | 1" | GV 4 | CS |  | 1
58 | 3/4" - GPA-HS101 - AG1A | E227 | 3/4" | GV 1 | CS |  | 1
59 | 3/4" - GPA-HS102 - AG1A | E228 | 3/4" | GV 1 | CS |  | 1
60 | 3/4" - GPA-HS103 - AG1A | E229 | 3/4" | GV 1 | CS |  | 1
61 | 3/4" - GPA-HS104 - AG1A | E230 | 3/4" |  | CS
62 | 3/4" - GPA-HS105 - AG1A | E231 | 3/4" | GV 1 | CS |  | 1
63 | 3/4" - GPA-HS106 - AG1A | E232 | 3/4" |  | CS
64 | 3/4" - GPA-HS107 - AG1A | E233 | 3/4" |  | CS
65 | 3/4" - GPA-HS108 - AG1A | E234 | 3/4" |  | CS
66 | 3/4" - GPA-HS109 - AG1A | E235 | 3/4" |  | CS
67 | 3/4" - GPA-HS110 - AG1A | E236 | 3/4" | GV 1 | CS |  | 1
68 | 3/4" - GPA-HS111 - AG1A | E237 | 3/4" |  | CS
69 | 3/4" - GPA-HS121 - AG1A | E238 | 3/4" | GV 1 | CS |  | 1
70 | 3/4" - GPA-HS122 - AG1A | E239 | 3/4" |  | CS
71 | 3/4" - GPA-HS123 - AG1A | E240 | 3/4" |  | CS
72 | 3/4" - GPA-HS124 - AG1A | E241 | 3/4" |  | CS
73 | 3/4" - GPA-HS131 - AG1A | E242 | 3/4" | GV 1 | CS |  | 1
74 | 3/4" - GPA-HS132 - AG1A | E243 | 3/4" |  | CS
75 | 3/4" - GPA-HS133 - AG1A | E244 | 3/4" |  | CS
76 | 3/4" - GPA-HS134 - AG1A | E245 | 3/4" |  | CS
77 | 3/4" - GPA-HS135-1 - AG1A | E246 | 3/4" |  | CS
78 | 3/4" - GPA-HS136 - AG1A | E247 | 3/4" |  | CS
79 | 3/4" - GPA-HS137 - AG1A | E248 | 3/4" |  | CS
80 | 3/4" - GPA-HS138 - AG1A | E249 | 3/4" |  | CS
81 | 3/4" - GPA-HS139-2 - AG1A | E250 | 3/4" |  | CS
82 | 3/4" - GPA-HS142 - AG1A | E252 | 3/4" | GV 1 | CS |  | 1
83 | 3/4" - GPA-HS143 - AG1A | E253 | 3/4" |  | CS
84 | 3/4" - GPA-HS144-2 - AG1A | E254 | 3/4" |  | CS
85 | 3/4" - GPA-HS145 - AG1A | E255 | 3/4" |  | CS
86 | 3/4" - GPA-HS151 - AG1A | E256 | 3/4" | GV 1 | CS |  | 1
87 | 3/4" - GPA-HS152 - AG1A | E257 | 3/4" |  | CS
88 | 3/4" - GPA-HS153 - AG1A | E258 | 3/4" |  | CS
89 | 3/4" - GPA-HS154-2 - AG1A | E259 | 3/4" |  | CS
90 | 3/4" - GPA-HS155-2 - AG1A | E260 | 3/4" |  | CS
91 | 3/4" - GPA-HS162 - AG1A | E261 | 3/4" | GV 1 | CS |  | 1
92 | 1" - IBA-6316 - AG1E | E267 | 1" |  | CS
93 | 1 1/2" - IPA-2302 - AS1A | E273 | 1 1/2" |  | A312-TP304
94 | 3/4" - IPA-2304 - AS1A | E275 | 3/4" | GV 2 | A312-TP304 |  | 1
95 | 3/4" - IPA-2303 - AS1A | E276 | 3/4" |  | A312-TP304
1/2''
|  |  | 1'' | GV1 |  |  | 1
96 | 3/4" - LPC-3159 - AG1B | E286 | 3/4" | GV 1 | CS |  | 1
|  |  | 1/2'' |  |  |  | 1
97 | 1 1/2" - LPC-5552-1 - AG1B | E287 | 1 1/2" |  | CS
98 | 1 1/2" - LPC-9203 - AG1B | E288 | 1 1/2" | GV 2 | CS |  | 1
99 | 3/4" - LPC-2556 - AG1B | E290 | 3/4" |  | CS
100 | 1 1/2" - LPC-3159 - AG1B | E291 | 1 1/2" |  | CS
101 | 3/4" - LPC-HOLD - AG1B | E292 | 3/4" | GV 1 | CS |  | 1
102 | 1" - LPS-9283 - AG1B | E312 | 1" |  | CS |  | 1
103 | 1" - LPS-HS144-1 - AG1B | E315 | 1" |  | CS
104 | 1" - LPS-HS155-1 - AG1B | E316 | 1" |  | CS
105 | 3/4" - LPS-HS101 - AG1B | E346 | 3/4" | GV 1 | CS |  | 1
106 | 3/4" - LPS-HS102 - AG1B | E347 | 3/4" | GV 1 | CS |  | 1
107 | 3/4" - LPS-HS103 - AG1A | E348 | 3/4" | GV 1 | CS |  | 1
108 | 3/4" - LPS-HS104 - AG1B | E349 | 3/4" | GV 1 | CS |  | 1
109 | 3/4" - LPS-HS105 - AG1B | E350 | 3/4" | GV 1 | CS |  | 1
110 | 3/4" - LPS-HS106 - AG1B | E351 | 3/4" |  | CS
111 | 3/4" - LPS-HS107 - AG1B | E352 | 3/4" |  | CS
112 | 3/4" - LPS-HS108 - AG1B | E353 | 3/4" |  | CS
113 | 3/4" - LPS-HS109 - AG1B | E354 | 3/4" |  | CS
114 | 3/4" - LPS-HS110 - AG1B | E355 | 3/4" | GV 1 | CS |  | 1
115 | 3/4" - LPS-HS111 - AG1B | E356 | 3/4" |  | CS
116 | 3/4" - LPS-HS121 - AG1B | E357 | 3/4" | GV 1 | CS |  | 1
117 | 3/4" - LPS-HS122 - AG1B | E358 | 3/4" |  | CS
118 | 3/4" - LPS-HS123 - AG1B | E359 | 3/4" |  | CS
119 | 3/4" - LPS-HS124 - AG1B | E360 | 3/4" |  | CS
120 | 3/4" - LPS-HS141 - AG1B | E361 | 3/4" | GV 1 | CS |  | 1
121 | 3/4" - LPS-HS142 - AG1B | E362 | 3/4" | GV 1 | CS |  | 1
122 | 3/4" - LPS-HS143 - AG1B | E363 | 3/4" |  | CS
123 | 3/4" - LPS-HS144-2 - AG1B | E364 | 3/4" |  | CS
124 | 3/4" - LPS-HS145 - AG1B | E365 | 3/4" |  | CS
125 | 3/4" - LPS-HS151 - AG1B | E366 | 3/4" | GV 1 | CS |  | 1
126 | 3/4" - LPS-HS152 - AG1B | E367 | 3/4" | GV 1 | CS |  | 1
127 | 3/4" - LPS-HS153 - AG1B | E368 | 3/4" | GV 1 | CS |  | 1
128 | 3/4" - LPS-HS154-2 - AG1B | E369 | 3/4" |  | CS
129 | 3/4" - LPS-HS155-2 - AG1B | E370 | 3/4" |  | CS
130 | 3/4" - LPS-HS162 - AG1A | E371 | 3/4" |  | CS
131 | 3/4" - MPC-1144 - AG1B | E378 | 3/4" | GV 2 | CS |  | 1
132 | 3/4" - MPC-2137 - BG4A | E379 | 3/4" | GV 2 | CS |  | 1
133 | 3/4" - MPC-2252 - BG4A | E380 | 3/4" | GV 2 | CS |  | 1
|  |  | 1/2'' | GV1 |  |  | 1
134 | 1" - MPC-2555 - AG1B | E381 | 1" |  | CS
|  |  | 3/4'' | GV1 |  |  | 1
|  |  | 1/2'' | GV1 |  |  | 1
135 | 1 1/2" - MPC-4452 - AG1B | E382 | 1 1/2" |  | CS
136 | 1 1/2" - MPC-4552-1 - AG1B | E383 | 1 1/2" |  | CS
137 | 1 1/2" - MPC-5452-1 - BG4A | E384 | 1 1/2" |  | CS
138 | 3/4" - MPC-6452-1 - BG4A | E385 | 3/4" |  | CS
139 | 3/4" - MPC-5155-1 - AG1B | E388 | 3/4" |  | CS
140 | 1 1/2" - MPC-4452 - AG1B | E389 | 1 1/2" |  | CS
141 | 1 1/2" - MPC-4552-2 - AG1B | E390 | 1 1/2" |  | CS
142 | 1 1/2" - MPC-5452-2 - BG4A | E391 | 1 1/2" |  | CS
143 | 1 1/2" - MPC-6157 - AG1B | E392 | 1 1/2" |  | CS
144 | 3/4" - MPC-6452-2 - AG1B | E393 | 3/4" |  | CS
145 | 1 1/2" - MPS-2136 - BG4A | E413 | 1 1/2" | GV 3 | CS |  | 1
|  |  | 1 1/2'' | GV1 |  |  | 1
146 | 3/4" - MPS-2250 - BG4A | E414 | 3/4" |  | CS
147 | 1 1/2" - MPS-2251 - AG4A | E415 | 1 1/2" | GV 3 | CS |  | 1
|  |  | 3/4'' | GV1 |  |  | 1
148 | 3/4" - MPS-2252 - BG4A | E416 | 3/4" |  | CS
149 | 1 1/2" - MPS-2254 - AG4A | E417 | 1 1/2" | GV 3 | CS |  | 1
|  |  | 3/4'' | GV1 |  |  | 1
150 | 3/4" - P-4555 - BG4A | E418 | 3/4" |  | CS |  | 1
151 | 1" - MPS-4556 - BG4A | E419 | 1" |  | CS
152 | 1 1/2" - MPS-5451 - BG4A | E421 | 1 1/2" |  | CS
153 | 1 1/2" - MPS-6451-1 - BG4A | E422 | 1 1/2" |  | CS
154 | 1 1/2" - MPS-5451-2 - BG4A | E423 | 1 1/2" |  | CS
155 | 1 1/2" - MPS-6451-2 - BG4A | E424 | 1 1/2" |  | CS
156 | 3/4" - MPS-* - BG4A | E425 | 3/4" |  | CS |  | 1
157 | 1 1/2" - NBA-5316-1 - AS1A | E443 | 1 1/2" |  | A312-TP304
158 | 1 1/2" - NBA-5316-2 - AS1A | E444 | 1 1/2" |  | A312-TP304
159 | 1 1/2" - NBA-5316-3 - AS1A | E445 | 1 1/2" |  | A312-TP304
160 | 1 1/2" - NBA-5316-4 - AS1A | E446 | 1 1/2" |  | A312-TP304
161 | 3/4" - NGB-1151 - AG1A | E456 | 3/4" | GV 2, CV 1 | CS |  | 1
162 | 3/4" - NGB-1437 - AG1A | E457 | 3/4" | GV 1 | CS |  | 1
163 | 3/4" - NGB-1655 - AG1A | E458 | 3/4" | GV 1 | CS |  | 1
164 | 1 1/2" - NGB-1658 - AS1A | E459 | 1 1/2" | GV 3 | A312-TP304 |  | 1
|  |  | 3/4'' | GV1 |  |  | 1
|  |  | 1/2'' | GV1 |  |  | 1
165 | 1 1/2" - NGB-1663 - AS2A | E460 | 1 1/2" | GV 3 | A312-TP304 |  | 1
|  |  | 3/4'' | GV1 |  |  | 1
|  |  | 1/2'' | GV1 |  |  | 1
166 | 3/4" - NGB-2130-1 - AG1A | E461 | 3/4" |  | CS
167 | 1 1/2" - NGB-2140 - AS1A | E462 | 1 1/2" | GV 3 | A312-TP304 |  | 1
|  |  | 3/4'' | GV1 |  |  | 1
1/2''
168 | 3/4" - NGB-2360 - AG1A | E463 | 3/4" | GV 1 | CS |  | 1
169 | 3/4" - NGB-2457 - AG1A | E464 | 3/4" |  | CS
170 | 3/4" - NGB-2458 - AG1A | E465 | 3/4" |  | CS
171 | 3/4" - NGB-2553 - AG1A | E466 | 3/4" | GV 1 | CS |  | 1
172 | 3/4" - NGB-2554 - AG1A | E467 | 3/4" | GV 3 | CS |  | 1
1/2''
173 | 3/4" - NGB-3156-4 - AG1A | E468 | 3/4" |  | CS
174 | 3/4" - NGB-4357-1 - AG1A | E470 | 3/4" |  | CS
175 | 3/4" - P-4361-1 - AG1A | E471 | 3/4" |  | CS
176 | 3/4" - NGB-5166 - AG1A | E472 | 3/4" | GV 3 | CS |  | 1
|  |  | 1/2'' | GV1 |  |  | 1
177 | 3/4" - NGB-5357 - AG1C | E474 | 3/4" |  | CS
178 | 1" - NGB-6160 - AG1A | E475 | 1" | GV 3 | CS |  | 1
|  |  | 3/4'' | GV1 |  |  | 1
|  |  | 1/2'' | GV1 |  |  | 1
179 | 3/4" - NGB-6357 - AG1A | E476 | 3/4" |  | CS
180 | 1 1/2" - NGB-9653 - AG1C | E477 | 1 1/2" |  | CS
181 | 1 1/2" - NGB-9654 - AG1C | E478 | 1 1/2" |  | CS |  | 1
182 | 3/4" - NGB-9855 - AG1A | E480 | 3/4" |  | CS
183 | 1 1/2" - NGB-9975 - AG1A | E483 | 1 1/2" |  | CS
184 | 1 1/2" - NGB-1156 - AG1A | E484 | 1 1/2" | GV 3 | CS |  | 1
3/4''
1/2''
185 | 1 1/2" - NGB-4162 - AG1C | E486 | 1 1/2" |  | CS |  | 1
186 | 1 1/2" - NGB-4162 - AG1A | E487 | 1 1/2" | GV 3 | CS |  | 1
3/4''
1/2''
187 | 1 1/2" - NGB-9653 - AG1C | E488 | 1 1/2" | GV1 | CS
|  |  | 3/4'' | GV1
|  |  | 1/2'' | GV1 |  |  | 1
188 | 1 1/2" - NGB-9654 - AG1C | E489 | 1 1/2" | GV1 | CS
|  |  | 3/4'' | GV1 |  |  | 1
|  |  | 1/2'' | GV1 |  |  | 1
189 | 3/4" - NGB-3156-2 - AG1A | E491 | 3/4" |  | CS
190 | 3/4" - NGB-4357-2 - AG1D | E492 | 3/4" |  | CS
191 | 3/4" - NGB-4361-2 - AG1D | E493 | 3/4" |  | CS
192 | 1 1/2" - NGS-1040 - AG1A | E509 | 1 1/2" | GV 2, CV 1 | CS |  | 1
193 | 3/4" - NGS-1149 - AG1A | E511 | 3/4" | GV 4 | CS |  | 1
194 | 1" - NGS-1150 - AG1B | E512 | 1" |  | CS
195 | 1" - NGS-1524 - AG1A | E514 | 1" |  | CS
196 | 1" - NGS-4157-1 - AG1A | E520 | 1" |  | CS
197 | 1" - NGS-4162 - AG1A | E521 | 1" | GV 3, CV 1 | CS |  | 1
198 | 3/4" - NGS-9656 - AG1A | E526 | 3/4" | GV 2 | CS |  | 1
199 | 1 1/2" - NGS-9952 - AG1A | E527 | 1 1/2" |  | CS
200 | 1" - NGS-6159 - AG1A | E528 | 1" |  | CS |  | 1
201 | 1" - NGS-5157 - AG1A | E529 | 1" |  | CS |  | 1
202 | 1" - NGS-4157-2 - AG1A | E531 | 1" |  | CS
203 | 1" - NGS-4157-3 - AG1A | E532 | 1" |  | CS
204 | 3/4" - NGS-9656 - AG1A | E533 | 3/4" | GV 2 | CS |  | 1
205 | 3/4" - NGS-1149 - AG1A | E534 | 3/4" | GV 4 | CS |  | 1
206 | 1" - NGS-9973 - AG1A | E535 | 1" |  | CS |  | 1
207 | 1" - NGS-4166 - AG1A | E537 | 1" |  | CS |  | 1
208 | 1/2" - NGS-3274 - AG1A | E538 | 1/2" | GV 1 | CS |  | 1
209 | 1/2" - NGS-4273 - AG1A | E539 | 1/2" | GV 1 | CS |  | 1
210 | 1/2" - NGS-3173 - AG1A | E540 | 1/2" | GV 1 | CS |  | 1
211 | 1/2" - NGS-5177 - AG1A | E542 | 1/2" | GV 1 | CS |  | 1
212 | 1/2" - NGS-6177 - AG1A | E543 | 1/2" | GV 1 | CS |  | 1
213 | 1/2" - NGS-4177 - AG1A | E544 | 1/2" | GV 1 | CS |  | 1
214 | 1/2" - NGS-1673 - AG1A | K545 | 1/2" | GV 1 | CS |  | 1
215 | 1/2" - NGS-2574 - AG1A | E546 | 1/2" | GV 1 | CS |  | 1
216 | 1/2" - NGS-4176 - AG1A | E548 | 1/2" |  | CS
217 | 1/2" - NGS-4175 - AG1A | E549 | 1/2" |  | CS
218 | 1" - NGS-HS144-1 - AG1A | E550 | 1" |  | CS
219 | 1/2" - NGS-4373 - AG1A | E551 | 1/2" |  | CS
220 | 1/2" - NGS-1473 - AG1A | E552 | 1/2" | GV 1 | CS |  | 1
221 | 1/2" - NGS-2173 - AG1A | E553 | 1/2" | GV 1 | CS |  | 1
222 | 1/2" - NGS-2273 - AG1A | E554 | 1/2" | GV 1 | CS |  | 1
223 | 1/2" - NGS-1571 - AG1A | E555 | 1/2" | GV 1 | CS |  | 1
224 | 1" - NGS-HS155-1 - AG1A | E556 | 1" |  | CS
225 | 3/4" - NGS-HS101 - AG1A | E562 | 3/4" | GV 1 | CS |  | 1
226 | 3/4" - NGS-HS102 - AG1A | E563 | 3/4" | GV 1 | CS |  | 1
227 | 3/4" - NGS-HS103 - AG1A | E564 | 3/4" | GV 1 | CS |  | 1
228 | 3/4" - NGS-HS104 - AG1A | E565 | 3/4" |  | CS
229 | 3/4" - NGS-HS105 - AG1A | E566 | 3/4" | GV 1 | CS |  | 1
230 | 3/4" - NGS-HS106 - AG1A | E567 | 3/4" |  | CS
231 | 3/4" - NGS-HS107 - AG1A | E568 | 3/4" |  | CS
232 | 3/4" - NGS-HS108 - AG1A | E569 | 3/4" |  | CS
233 | 3/4" - NGS-HS109 - AG1A | E570 | 3/4" |  | CS
234 | 3/4" - NGS-HS110 - AG1A | E571 | 3/4" |  | CS
235 | 3/4" - NGS-HS111 - AG1A | E572 | 3/4" |  | CS
236 | 3/4" - NGS-HS121 - AG1A | E573 | 3/4" | GV 1 | CS |  | 1
237 | 3/4" - NGS-HS122 - AG1A | E574 | 3/4" |  | CS
238 | 3/4" - NGS-HS123 - AG1A | E575 | 3/4" |  | CS
239 | 3/4" - NGS-HS124 - AG1A | E576 | 3/4" |  | CS
240 | 3/4" - NGS-HS131 - AG1A | E577 | 3/4" | GV 1 | CS |  | 1
241 | 3/4" - NGS-HS132 - AG1A | E578 | 3/4" | GV 1 | CS |  | 1
242 | 3/4" - NGS-HS133 - AG1A | E579 | 3/4" |  | CS
243 | 3/4" - NGS-HS134 - AG1A | E580 | 3/4" |  | CS
244 | 3/4" - NGS-HS135 - AG1A | E581 | 3/4" |  | CS
245 | 3/4" - NGS-HS136 - AG1A | E582 | 3/4" |  | CS
246 | 3/4" - NGS-HS137 - AG1A | E583 | 3/4" |  | CS
247 | 3/4" - NGS-HS138 - AG1A | E584 | 3/4" |  | CS
248 | 3/4" - NGS-HS139 - AG1A | E585 | 3/4" |  | CS
249 | 3/4" - NGS-HS141 - AG1A | E586 | 3/4" | GV 1 | CS |  | 1
250 | 3/4" - NGS-HS142 - AG1A | E587 | 3/4" | GV 1 | CS |  | 1
251 | 3/4" - NGS-HS143 - AG1A | E588 | 3/4" |  | CS
252 | 3/4" - NGS-HS144-2 - AG1A | E589 | 3/4" |  | CS
253 | 3/4" - NGS-HS145 - AG1A | E590 | 3/4" |  | CS
254 | 3/4" - NGS-HS151 - AG1A | E591 | 3/4" | GV 1 | CS |  | 1
255 | 3/4" - NGS-HS152 - AG1A | E592 | 3/4" |  | CS |  | 1
256 | 3/4" - NGS-HS153 - AG1A | E593 | 3/4" |  | CS |  | 1
257 | 3/4" - NGS-HS154-2 - AG1A | E594 | 3/4" |  | CS
258 | 3/4" - NGS-HS155-2 - AG1A | E595 | 3/4" |  | CS
259 | 3/4" - NGS-HS162 - AG1A | E596 | 3/4" | GV 1 | CS |  | 1
260 | 1 1/2" - P-1206 - AS1A | E601 | 1 1/2" |  | A312-TP304 |  | 1
261 | 3/4" - P-1207 - AS1A | E602 | 3/4" |  | A312-TP304 |  | 1
262 | 3/4" - P-1208 - AS1A | E603 | 3/4" |  | A312-TP304 |  | 1
263 | 1 1/2" - P-1211 - AG1C | E604 | 1 1/2" | GV 3 | CS |  | 1
1/2''
264 | 1 1/2" - P-1304 - BS1A | E607 | 1 1/2" | GV1 | A312-TP304 |  | 1
265 | 1 1/2" - P-1305 - BS1A | E608 | 1 1/2" | GV1 | A312-TP304 |  | 1
266 | 1" - P-1306 - BS1A | E609 | 1" |  | A312-TP304 |  | 1
267 | 3/4" - P-1307 - BS1A | E610 | 3/4" |  | A312-TP304
268 | 1 1/2" - P-1413 - AS1A | E612 | 1 1/2" |  | A312-TP304 |  | 1
269 | 3/4" - P-1416 - AS1A | E613 | 3/4" | GV 3 | A312-TP304
|  |  | 1/2'' | GV1
270 | 1 1/2" - P-1422 - BS1A | E615 | 1 1/2" |  | A312-TP304 |  | 1
271 | 3/4" - P-1429 - AS1A | E616 | 3/4" |  | A312-TP304 |  | 1
272 | 1" - P-1506 - AS1A | E617 | 1" | GV 3 | A312-TP304 |  | 1
3/4''
1/2''
273 | 1" - P-1514 - AS1A | E618 | 1" |  | A312-TP304
274 | 1" - P-1623 - AS1A | E619 | 1" |  | A312-TP304 |  | 1
275 | 1 1/2" - P-1624 - AS1A | E620 | 1 1/2" |  | A312-TP304 |  | 1
276 | 1" - P-1627 - AS1A | E621 | 1" | GV 1 | A312-TP304 |  | 1
3/4''
1/2''
277 | 1" - P-1628 - AS1A | E622 | 1" | GV 2 | A312-TP304 |  | 1
3/4''
278 | 3/4" - P-1630 - AS1A | E623 | 3/4" | GV 3 | A312-TP304 |  | 1
|  |  | 3/4" | GV1
279 | 3/4" - P-1635 - AS1A | E624 | 3/4" |  | A312-TP304
280 | 1" - P-1637 - AS1A | E625 | 1" | GV 2 | A312-TP304 |  | 1
|  |  | 1/2'' | GV1
281 | 3/4" - P-1642 - AS1A | E626 | 3/4" |  | A312-TP304
282 | 1 1/2" - P-1644 - AS1A | E627 | 1 1/2" |  | A312-TP304 |  | 1
283 | 1" - P-1645 - AS1A | E628 | 1" |  | A312-TP304 |  | 1
284 | 1" - P-1647 - AS1A | E629 | 1" | GV 1 | A312-TP304 |  | 1
285 | 1 1/2" - P-1648 - AS1A | E630 | 1 1/2" | GV 1 | A312-TP304 |  | 1
3/4''
286 | 3/4" - P-2106 - AS1A | E633 | 3/4" | BLV 1 , CV 1 | A312-TP304 | BALL VALVE | 1
287 | 3/4" - P-2112 - AS1B | E635 | 3/4" |  | A312-TP304 |  | 1
288 | 1 1/2" - P-2113 - AS1B | E636 | 1 1/2" |  | A312-TP304 |  | 1
289 | 1 1/2" - P-2114 - AS1B | E637 | 1 1/2" | GV 1 | A312-TP304 |  | 1
290 | 3/4" - P-2117 - AS1B | E640 | 3/4" | GV 1 | A312-TP304 |  | 1
291 | 1 1/2" - P-2121 - AS1A | E642 | 1 1/2" |  | A312-TP304
292 | 1 1/2" - P-2123 - AS1A | E643 | 1 1/2" |  | A312-TP304 |  | 1
293 | 1" - P-2127 - AS1A | E644 | 1" |  | A312-TP304
294 | 1 1/2" - P-2130 - AS1A | E645 | 1 1/2" | GV 2 | A312-TP304 |  | 1
|  |  | 1 1/2'' | GV1 |  |  | 1
|  |  | 3/4'' | GV1 |  |  | 1
295 | 3/4" - P-2133 - AS1A | E646 | 3/4" | GV 2 | A312-TP304 |  | 1
296 | 3/4" - P-2134 - AS1A | E647 | 3/4" |  | A312-TP304 |  | 1
297 | 3/4" - P-2204 - AS1A | E650 | 3/4" | BLV 4 , CV 1 | A312-TP304 |  | 1
298 | 3/4" - P-2205 - AS1A | E651 | 3/4" | BLV 1 | A312-TP304 |  | 1
299 | 1 1/2" - P-2213 - AS1B | E653 | 1 1/2" |  | A312-TP304 |  | 1
300 | 1 1/2" - P-2214 - AS1B | E654 | 1 1/2" |  | A312-TP304
301 | 1 1/2" - P-2118 - AS1B | E658 | 1 1/2" |  | A312-TP304
302 | 1" - P-2225-1 - AG1D | E661 | 1" |  | CS |  | 1
303 | 1" - P-2226-1 - AG1D | E662 | 1" |  | CS |  | 1
304 | 3/4" - P-2303 - AS1A | E664 | 3/4" |  | A312-TP304 |  | 1
305 | 3/4" - P-2306 - AS1A | E665 | 3/4" | GV 1 | A312-TP304 |  | 1
1/2''
306 | 3/4" - P-2308 - BS1A | E667 | 3/4" | BLV 1 | A312-TP304 |  | 1
1/2''
307 | 1 1/2" - P-2403 - AS1A | E669 | 1 1/2" |  | A312-TP304
308 | 3/4" - P-2404 - AS1A | E670 | 3/4" |  | A312-TP304
309 | 3/4" - P-2405 - AS1A | E671 | 3/4" | BLV 1 | A312-TP304 |  | 1
310 | 1 1/2" - P-2408 - AS1A | E672 | 1 1/2" |  | A312-TP304
311 | 3/4" - P-2507 - AS1A | E675 | 3/4" | BLV 1 | A312-TP304 |  | 1
|  |  | 1/2'' | GV1 |  |  | 1
312 | 3/4" - P-2509 - AS1A | E676 | 3/4" |  | A312-TP304
313 | 1 1/2" - P-2512 - AS1A | E677 | 1 1/2" | GV 1 | A312-TP304 |  | 1
314 | 3/4" - P-2513 - AS1A | E678 | 3/4" |  | A312-TP304 |  | 1
315 | 3/4" - P-2514 - AS1A | E679 | 3/4" | GV 3 | A312-TP304 |  | 1
|  |  | 1/2'' | GV1 |  |  | 1
316 | 1" - P-2515 - AS1A | E680 | 1" | GV 1 | A312-TP304 |  | 1
|  |  | 1/2'' | GV1 |  |  | 1
317 | 1" - P-2518 - AS1A | E682 | 1" | BLV 5 | A312-TP304 |  | 1
1/2''
318 | 3/4" - P-2519 - AS1A | E683 | 3/4" | BLV 2 | A312-TP304 |  | 1
|  |  | 1/2'' | BLV1 | A312-TP304
319 | 1" - P-2520 - AS1A | E684 | 1" | BLV 2 | A312-TP304 |  | 1
1/2''
320 | 1 1/2" - P-3111 - AS1A | E685 | 1 1/2" |  | A312-TP304 |  | 1
321 | 1" - P-3112 - AS1A | E686 | 1" |  | A312-TP304 |  | 1
322 | 3/4" - P-3206 - AS1A | E688 | 3/4" |  | A312-TP304 |  | 1
323 | 1 1/2" - P-3299 - AG1B | E689 | 1 1/2" |  | CS |  | 1
324 | 1 1/2" - P-3209 - AG1D | E689 . | 1 1/2" |  | CS |  | 1
325 | 1" - P-3212 - AS1B | E690 | 1" |  | A312-TP304 |  | 1
326 | 1 1/2" - P-3214 - AS1B | E691 | 1 1/2" |  | A312-TP304 |  | 1
327 | 3/4" - P-3216 - AS1B | E693 | 3/4" |  | A312-TP304 |  | 1
328 | 3/4" - P-3217 - AS1B | E694 | 3/4" | GV 2 | A312-TP304 |  | 1
|  |  | 1/2'' | GV1 |  |  | 1
329 | 1 1/2" - P-3218 - AG1D | E695 | 1 1/2" |  | CS |  | 1
330 | 1" - P-3221 - AS1A | E696 | 1" |  | A312-TP304
331 | 1 1/2" - P-4104 - AS1A | E698 | 1 1/2" |  | A312-TP304 |  | 1
332 | 3/4" - P-4106 - AS1A | E699 | 3/4" |  | A312-TP304 |  | 1
333 | 1 1/2" - P-4111-1 - AS1A | E700 | 1 1/2" | GV2 | A312-TP304 |  | 1
334 | 3/4" - P-4121-1 - AS1A | IE701 | 3/4" |  | A312-TP304 |  | 1
335 | 3/4" - P-4128 - AS1A | E702 | 3/4" | GV1 | A312-TP304 |  | 1
336 | 3/4" - P-4138 - AG1C | E703 | 3/4" |  | CS |  | 1
337 | 1 1/2" - P-4139 - AG1C | E704 | 1 1/2" |  | CS |  | 1
338 | 1 1/2" - P-4149 - AG1C | E705 | 1 1/2" |  | CS |  | 1
339 | 1" - P-4205 - AS1A | E706 | 1" | GV1 | A312-TP304 |  | 1
340 | 1 1/2" - P-4210 - AS1B | E707 | 1 1/2" |  | A312-TP304 |  | 1
341 | 3/4" - P-4213-1 - AS1B | E709 | 3/4" |  | A312-TP304 |  | 1
342 | 1 1/2" - P-4214-1 - AS1B | E710 | 1 1/2" | GV1 | A312-TP304 |  | 1
343 | 3/4" - P-4215 - AS1B | E711 | 3/4" |  | A312-TP304 |  | 1
344 | 1 1/2" - P-4216 - AS1B | E712 | 1 1/2" |  | A312-TP304 |  | 1
345 | 3/4" - P-4217 - AS1B | E713 | 3/4" |  | A312-TP304 |  | 1
346 | 1 1/2" - P-4304-1 - AS1B | E716 | 1 1/2" |  | A312-TP304 |  | 1
347 | 1 1/2" - P-4309 - AG1D | E717 | 1 1/2" | GV2 | CS |  | 1
348 | 1" - P-4318 - AG1D | E718 | 1" |  | CS |  | 1
349 | 1" - P-4319 - AG1D | E719 | 1" | GV2 | CS |  | 1
350 | 1" - P-4320 - AG1D | E720 | 1" |  | CS |  | 1
351 | 1 1/2" - P-4402 - AS1B | E721 | 1 1/2" |  | A312-TP304 |  | 1
352 | 3/4" - P-4403-1 - AS1A | E722 | 3/4" | GV2 | A312-TP304 |  | 1
353 | 3/4" - P-4404-1 - AS1B | E723 | 3/4" | GV2 | A312-TP304 |  | 1
354 | 1 1/2" - P-4407-1 - AG1D | E724 | 1 1/2" |  | CS |  | 1
355 | 1 1/2" - P-4408 - AG1D | E725 | 1 1/2" |  | CS |  | 1
356 | 1 1/2" - P-4411 - AS1B | E726 | 1 1/2" | GV1 | A312-TP304 |  | 1
357 | 3/4" - P-4413 - AS1B | E728 | 3/4" | GV2 | A312-TP304 |  | 1
358 | 1 1/2" - P-4502-1 - AS1B | E729 | 1 1/2" | GV2 | A312-TP304 |  | 1
359 | 3/4" - P-4504 - AS1B | E730 | 3/4" | GV1 | A312-TP304 |  | 1
360 | 1 1/2" - P-4506 - AS1B | E731 | 1 1/2" | GV2 | A312-TP304 |  | 1
361 | 1 1/2" - P-4507 - AG1B | E732 | 1 1/2" |  | CS |  | 1
362 | 1 1/2" - P-4508-1 - AG1D | E733 | 1 1/2" |  | CS |  | 1
363 | 1 1/2" - P-4510 - AS1B | E734 | 1 1/2" | GV1 | A312-TP304 |  | 1
364 | 1" - P-4511 - AS1B | E735 | 1" |  | A312-TP304 |  | 1
365 | 3/4" - P-4512 - AS1A | E736 | 3/4" |  | A312-TP304 |  | 1
366 | 3/4" - P-4513 - AS1B | E737 | 3/4" |  | A312-TP304 |  | 1
367 | 1 1/2" - P-4514-1 - AS1B | E738 | 1 1/2" |  | A312-TP304 |  | 1
368 | 3/4" - P-4515 - AS1B | E739 | 3/4" | GV1 | A312-TP304 |  | 1
369 | 3/4" - P-4516 - AS1B | E740 | 3/4" |  | A312-TP304 |  | 1
370 | 3/4" - P-4517 - AS1B | E741 | 3/4" |  | A312-TP304
371 | 1 1/2" - P-5103-1 - AS1A | E743 | 1 1/2" |  | A312-TP304
372 | 1 1/2" - P-5104 - AS1A | E744 | 1 1/2" |  | A312-TP304
373 | 3/4" - P-5107 - AS1A | E745 | 3/4" |  | A312-TP304
374 | 1 1/2" - P-5113 - AS1A | E746 | 1 1/2" |  | A312-TP304
375 | 1 1/2" - P-5114-1 - AS1A | E747 | 1 1/2" |  | A312-TP304
376 | 3/4" - P-5115 - AS1A | E748 | 3/4" |  | A312-TP304
377 | 3/4" - P-5120 - AS1A | E749 | 3/4" |  | A312-TP304
378 | 1" - P-5107-2 - AS1A | E751 | 1" |  | A312-TP304
379 | 1" - P-5128 - AG1C | E752 | 1" | GV 2 | CS |  | 1
1/2''
380 | 1" - P-5203-1 - AS1A | E753 | 1" |  | A312-TP304
381 | 3/4" - P-5204 - AS1A | E754 | 3/4" |  | A312-TP304
382 | 1" - P-5205 - AS1A | E755 | 1" |  | A312-TP304
383 | 1 1/2" - P-5208 - AG1C | E756 | 1 1/2" |  | CS
384 | 1 1/2" - P-5210 - AS1A | E757 | 1 1/2" |  | A312-TP304
385 | 3/4" - P-5211 - AS1A | E758 | 3/4" |  | A312-TP304
386 | 3/4" - P-5213 - AS1A | E759 | 3/4" |  | A312-TP304
387 | 1 1/2" - P-5214-1 - AS1A | E760 | 1 1/2" |  | A312-TP304
388 | 1 1/2" - P-5215-1 - AS1A | E761 | 1 1/2" |  | A312-TP304
389 | 3/4" - P-5216-1 - AS1A | E762 | 3/4" |  | A312-TP304
390 | 1 1/2" - P-5302-1 - AS1A | E763 | 1 1/2" |  | A312-TP304
391 | 3/4" - P-5303-1 - AS1A | E764 | 3/4" |  | A312-TP304
392 | 3/4" - P-5304 - AS1A | E765 | 3/4" |  | A312-TP304
393 | 1" - P-5306-1 - AS1A | E766 | 1" |  | A312-TP304
394 | 1" - P-5307-1 - AS1A | E767 | 1" |  | A312-TP304
395 | 1 1/2" - P-5311-1 - AG1C | E769 | 1 1/2" |  | CS
396 | 1" - P-5313-1 - AS1A | E770 | 1" |  | A312-TP304
397 | 1 1/2" - P-5314-1 - AS1A | E771 | 1 1/2" |  | A312-TP304
398 | 3/4" - P-5315 - AS1A | E772 | 3/4" |  | A312-TP304
399 | 1 1/2" - P-5317 - AS1A | E773 | 1 1/2" |  | A312-TP304
400 | 1 1/2" - P-5402-1 - AS1A | E774 | 1 1/2" |  | A312-TP304
401 | 3/4" - P-5403-1 - AS1A | E775 | 3/4" |  | A312-TP304
402 | 3/4" - P-5404 - AS1A | E776 | 3/4" |  | A312-TP304
403 | 1 1/2" - P-5406 - AG1C | E777 | 1 1/2" |  | CS
404 | 1 1/2" - P-5407 - AS1A | E778 | 1 1/2" |  | A312-TP304
405 | 3/4" - P-5408 - AG1C | E779 | 3/4" |  | CS
406 | 1 1/2" - P-5409 - AG1C | E780 | 1 1/2" |  | CS
407 | 1 1/2" - P-5410-1 - AS1A | E781 | 1 1/2" |  | A312-TP304
408 | 3/4" - P-5411-1 - AS1A | E782 | 3/4" |  | A312-TP304
409 | 1" - P-5412-1 - AS1A | E783 | 1" |  | A312-TP304
410 | 1" - P-5414-1 - AS1A | E785 | 1" |  | A312-TP304
411 | 1" - P-5415 - AS1A | E786 | 1" |  | A312-TP304
412 | 1 1/2" - P-5502 - AS1A | E787 | 1 1/2" |  | A312-TP304
413 | 3/4" - P-5503-1 - AS1A | E788 | 3/4" |  | A312-TP304
414 | 3/4" - P-5504 - AS1A | E789 | 3/4" |  | A312-TP304
415 | 1 1/2" - P-5506 - AG1C | E790 | 1 1/2" |  | CS
416 | 1 1/2" - P-5507 - AS1A | E791 | 1 1/2" |  | A312-TP304
417 | 3/4" - P-5508 - AG1C | E792 | 3/4" |  | CS
418 | 1 1/2" - P-5509 - AG1C | E793 | 1 1/2" |  | CS
419 | 1 1/2" - P-5510-1 - AS1A | E794 | 1 1/2" |  | A312-TP304
420 | 3/4" - P-5511-1 - AS1A | E795 | 3/4" |  | A312-TP304
421 | 1" - P-5512-1 - AS1A | E796 | 1" |  | A312-TP304
422 | 3/4" - P-5513 - AS1A | E797 | 3/4" |  | A312-TP304
423 | 1 1/2" - P-6103-1 - AS1A | E799 | 1 1/2" |  | A312-TP304
424 | 1 1/2" - P-6104 - AS1A | E800 | 1 1/2" |  | A312-TP304
425 | 3/4" - P-6107 - AS1A | E801 | 3/4" |  | A312-TP304
426 | 1 1/2" - P-6113-1 - AS1A | E802 | 1 1/2" |  | A312-TP304
427 | 1 1/2" - P-6115 - AG1C | E803 | 1 1/2" | GV 1 | CS |  | 1
|  |  | 1/2'' | GV1 |  |  | 1
428 | 1" - P-6204 - AS1A | E805 | 1" |  | A312-TP304
429 | 1 1/2" - P-6207 - AS1A | E806 | 1 1/2" | GV 1 | A312-TP304 |  | 1
430 | 1 1/2" - P-6209 - AS1A | E807 | 1 1/2" |  | A312-TP304
431 | 3/4" - P-6212 - AS1A | E808 | 3/4" |  | A312-TP304
432 | 1 1/2" - P-6213 - AS1A | E809 | 1 1/2" |  | A312-TP304
433 | 3/4" - P-6216 - AS1A | E810 | 3/4" |  | A312-TP304
434 | 3/4" - P-6217-1 - AS1A | E811 | 3/4" |  | A312-TP304
435 | 3/4" - P-6218 - AS1A/AG1C | E812 | 3/4" | GV 3 | A312-TP304 |  | 1
1/2''
436 | 1 1/2" - P-6302 - AS1A | E815 | 1 1/2" |  | A312-TP304
437 | 3/4" - P-6305 - AS1A | E816 | 3/4" |  | A312-TP304
438 | 3/4" - P-6306-1 - AS1A | E817 | 3/4" |  | A312-TP304
439 | 1 1/2" - P-6308 - AS1A | E818 | 1 1/2" |  | A312-TP304
440 | 1 1/2" - P-6312 - AG1C | E820 | 1 1/2" |  | CS
441 | 3/4" - P-6315 - AS1A | E821 | 3/4" |  | A312-TP304
442 | 1" - P-6316 - AS1A | E822 | 1" |  | A312-TP304
443 | 1 1/2" - P-6402 - AS1A | E823 | 1 1/2" |  | A312-TP304
444 | 3/4" - P-6403-1 - AS1A | E824 | 3/4" |  | A312-TP304
445 | 3/4" - P-6404 - AS1A | E825 | 3/4" |  | A312-TP304
446 | 1 1/2" - P-6407 - AG1C | E826 | 1 1/2" |  | CS
447 | 1 1/2" - P-6409 - AS1A | E828 | 1 1/2" |  | A312-TP304 |  | 1
448 | 3/4" - P-6410 - AS1A | E829 | 3/4" |  | A312-TP304
449 | 1 1/2" - P-6411 - AG1C | E830 | 1 1/2" |  | CS
450 | 3/4" - P-6413 - AS1A | E832 | 3/4" |  | A312-TP304
451 | 1" - P-6414-1 - AS1A | E833 | 1" |  | A312-TP304
452 | 3/4" - P-6415 - AS1A | E834 | 3/4" |  | A312-TP304
453 | 1 1/2" - P-9601 - AS1A | E838 | 1 1/2" |  | A312-TP304
454 | 1 1/2" - P-9603 - AG1C | E840 | 1 1/2" | GV 2 | CS |  | 1
3/4''
1/2''
455 | 1" - P-9607 - AG1C | E841 | 1" |  | CS
456 | 1" - P-9608 - AG1C | E842 | 1" | GV 2 | CS |  | 1
3/4''
457 | 3/4" - P-9609 - AG1C | E843 | 3/4" |  | CS
458 | 3/4" - P-9610 - AG1C | E844 | 3/4" |  | CS
459 | 1" - P-9613 - AS1A | E845 | 1" | GV 1 | A312-TP304 |  | 1
|  |  | 3/4'' | GV1 |  |  | 1
|  |  | 1/2'' | GV1 |  |  | 1
460 | 1" - P-9615 - AS1A | E846 | 1" | GV 1 | A312-TP304 |  | 1
461 | 3/4" - P-9616 - AG1C | E847 | 3/4" | GV 3 , CV 1 | CS |  | 1
|  |  | 1/2'' | GV1 |  |  | 1
462 | 1" - P-9617 - AS1A | E848 | 1" |  | A312-TP304
463 | 3/4" - P-9620 - AG1C | E849 | 3/4" |  | CS |  | 1
464 | 3/4" - P-9702 - AG1C | E850 | 3/4" | GV 1 | CS |  | 1
465 | 1" - P-9703 - AS1A | E851 | 1" | GV 2, STRAINER 1 | A312-TP304 |  | 1
1/2''
466 | 3/4" - P-9704 - AS1A | E852 | 3/4" | GV 1 | A312-TP304 |  | 1
467 | 1" - P-9705 - AS1A | E853 | 1" | GV 1 | A312-TP304 |  | 1
468 | 3/4" - P-9707 - AG1C | E854 | 3/4" |  | CS
469 | 1 1/2" - P-9805 - AS1C | E855 | 1 1/2" |  | A312-TP304
470 | 1 1/2" - P-9807-1 - AS1A | E856 | 1 1/2" |  | A312-TP304 |  | 1
471 | 3/4" - P-9808 - AS1A | E857 | 3/4" |  | A312-TP304 |  | 1
472 | 1 1/2" - P-9809 - AG1C | E858 | 1 1/2" |  | CS |  | 1
473 | 1" - P-9811 - AG1C | E859 | 1" |  | CS
474 | 3/4" - P-9812-1 - AG1C | E860 | 3/4" |  | CS
475 | 3/4" - P-9817 - AS1A | E861 | 3/4" |  | A312-TP304
476 | 1 1/2" - P-2110 - AS1B | E862 | 1 1/2" |  | A312-TP304 |  | 1
477 | 1 1/2" - P-2114 - AS1B | E863 | 1 1/2" | GV 1 | A312-TP304 |  | 1
478 | 1 1/2" - P-2210 - AS1B | E864 | 1 1/2" |  | A312-TP304 |  | 1
479 | 3/4" - P-2204 - AS1A | E868 | 3/4" | BLV 4 , CV 1 | A312-TP304 |  | 1
480 | 3/4" - P-2216 - AS1A | E870 | 3/4" | GV 6 | A312-TP304 |  | 1
481 | 3/4" - P-2219 - AS1A | E873 | 3/4" | GV 3 | A312-TP304 |  | 1
|  |  | 1/2'' | GV1 |  |  | 1
482 | 3/4" - P-2110 - AS1B | E875 | 3/4" |  | A312-TP304 |  | 1
483 | 1" - P-1306 - BS1A | E879 | 1" |  | A312-TP304
484 | 3/4" - P-2308 - BS1A | E880 | 3/4" | BLV 1 | A312-TP304 | BALL VALVE | 1
485 | 3/4" - P-1416 - AS1A | E881 | 3/4" | GV 3 | A312-TP304 |  | 1
486 | 3/4" - P-2515 - AS1A | E883 | 3/4" | GV 4 | A312-TP304 |  | 1
487 | 1" - P-9614 - AS1A | E885 | 1" | BLV 1 | A312-TP304 | BALL VALVE | 1
488 | 3/4" - P-2307 - BS1A | E886 | 3/4" | GV 1 | A312-TP304 |  | 1
|  |  | 1/2'' | GV 2 |  |  | 1
489 | 3/4" - P-2404 - AS1A | E891 | 3/4" |  | A312-TP304 |  | 1
490 | 1 1/2" - P-2214 - AS1B | E892 | 1 1/2" |  | A312-TP304
491 | 1 1/2" - P-2121 - AS1A | E893 | 1 1/2" |  | A312-TP304 |  | 1
492 | 3/4" - P-2308 - BS1A | E894 | 3/4" | BLV 1 | A312-TP304 | BALL VALVE | 1
493 | 3/4" - P-2205 - AS1A | E895 | 3/4" | BLV 1 | A312-TP304 | BALL VALVE | 1
494 | 3/4" - P-2105 - AS1A | E896 | 3/4" | BLV 1 | A312-TP304 | BALL VALVE | 1
495 | 1" - P-4303-1 - AS1B | E898 | 1" |  | A312-TP304
496 | 3/4" - P-2513 - AS1A | E899 | 3/4" |  | A312-TP304
|  |  | 1/2'' | GV1 |  |  | 1
497 | 1" - P-4411 - AS1B | E900 | 1" |  | A312-TP304
498 | 1 1/2" - P-4412-1 - AS1A | E901-1 | 1 1/2" |  | A312-TP304
499 | 1 1/2" - P-4411-3 - AS1A | E901-2 | 1 1/2" |  | A312-TP304 |  | 1
500 | 3/4" - P-4411 - AS1B | E902 | 3/4" |  | A312-TP304
501 | 3/4" - P-4513 - AS1B | E903 | 3/4" |  | A312-TP304
502 | 3/4" - P-4413 - AS1B | E904 | 3/4" |  | A312-TP304
503 | 3/4" - P-4413 - AS1B | E905 | 3/4" |  | A312-TP304
504 | 3/4" - P-4413 - AS1B | E906 | 3/4" |  | A312-TP304
505 | 3/4" - P-1630 - AS1A | E907 | 3/4" | GV 3 | A312-TP304 |  | 1
506 | 3/4" - P-1630 - AS1A | E908 | 3/4" | GV 3 | A312-TP304 |  | 1
507 | 1" - P-4412 - AS1A | E909 | 1" |  | A312-TP304 |  | 1
508 | 1" - P-4412 - AS1A | E910 | 1" |  | A312-TP304 |  | 1
509 | 3/4" - P-4512 - AS1A | E911 | 3/4" |  | A312-TP304 |  | 1
510 | 3/4" - P-4512 - AS1A | E912 | 3/4" |  | A312-TP304 |  | 1
511 | 3/4" - P-4515 - AS1B | E913 | 3/4" |  | A312-TP304 |  | 1
512 | 3/4" - P-4515 - AS1B | E914 | 3/4" |  | A312-TP304 |  | 1
513 | 3/4" - P-4515 - AS1A | E915 | 3/4" |  | A312-TP304 |  | 1
514 | 3/4" - P-4515 - AS1A | E917 | 3/4" |  | A312-TP304 |  | 1
515 | 3/4" - P-4515 - AS1A | E918 | 3/4" |  | A312-TP304 |  | 1
516 | 3/4" - P-4516 - AS1A | E920 | 3/4" |  | A312-TP304 |  | 1
517 | 3/4" - P-4517-2 - AS1B | E924 | 3/4" |  | A312-TP304 |  | 1
518 | 3/4" - P-4517-4 - AS1B | E926 | 3/4" |  | A312-TP304 |  | 1
519 | 1" - P-3108 - AS1A | E927 | 1" |  | A312-TP304 |  | 1
520 | 1" - P-3106 - AS1A | E928 | 1" |  | A312-TP304 |  | 1
521 | 1" - P-3106 - AS1A | E929 | 1" |  | A312-TP304 |  | 1
522 | 1" - P-3108 - AS1A | E930 | 1" |  | A312-TP304 |  | 1
523 | 3/4" - P-3208 - AS1B | E931 | 3/4" |  | A312-TP304 |  | 1
524 | 3/4" - P-3206 - AS1A | E932 | 3/4" |  | A312-TP304 |  | 1
525 | 3/4" - P-3206 - AS1A | E933 | 3/4" |  | A312-TP304 |  | 1
526 | 1 1/2" - P-1641 - AS1A | E934 | 1 1/2" |  | A312-TP304 |  | 1
527 | 1" - P-1131 - AS1A | E935 | 1" |  | A312-TP304 |  | 1
528 | 1" - P-1427 - AS1A | E936 | 1" |  | A312-TP304 |  | 1
529 | 1 1/2" - P-1644 - AS1A | E938 | 1 1/2" |  | A312-TP304 |  | 1
530 | 1 1/2" - P-4135 - AG1C | E940 | 1 1/2" |  | CS |  | 1
531 | 1" - P-6118 - AG1C | E942 | 1" |  | CS |  | 1
532 | 1" - P-9611 - BG3A | E943 | 1" |  | CS |  | 1
533 | 1" - P-9611 - BG3A | E944 | 1" |  | CS |  | 1
534 | 1" - P-9611 - BG3A | E945 | 1" |  | CS |  | 1
535 | 1" - P-9613 - AS1A | E947 | 1" | GV 1 | A312-TP304 |  | 1
536 | 3/4" - P-4215 - AS1B | E950 | 3/4" |  | A312-TP304 |  | 1
537 | 1 1/2" - P-4514-3 - AS1B | E952 | 1 1/2" |  | A312-TP304 |  | 1
538 | 1 1/2" - P-6103 - AS1A | E958 | 1 1/2" |  | A312-TP304 |  | 1
539 | 1 1/2" - P-6203-1 - AS1A | E959 | 1 1/2" |  | A312-TP304 |  | 1
540 | 1 1/2" - P-6203-2 - AS1A | E960 | 1 1/2" |  | A312-TP304 |  | 1
541 | 3/4" - P-2106 - AS1A | E961 | 3/4" | BLV 1 , CV 1 | A312-TP304 |  | 1
542 | 1 1/2" - PGH-1019 - BG3A | E973 | 1 1/2" | GV1 | CS |  | 1
543 | 3/4" - PGH-1129 - AG1C | E975 | 3/4" |  | CS |  | 1
544 | 3/4" - PGH-2310 - AG1C | E976 | 3/4" | GV1, GLV1 | CS | Gate & Globe Valve | 1
545 | 1 1/2" - PGH-5106 - AG1C | E977 | 1 1/2" |  | CS |  | 1
546 | 1 1/2" - GPH-61096 - AG1C | E978 | 1 1/2" |  | CS |  | 1
547 | 1 1/2" - PGL-2228 - AG1C | E995 | 1 1/2" |  | CS |  | 1
548 | 1" - PGL-2301 - AG1C | E996 | 1" |  | CS |  | 1
549 | 1 1/2" - PGL-2305 - AG1C | E997 | 1 1/2" |  | CS |  | 1
550 | 1 1/2" - PGL-2406 - AG1C | E998 | 1 1/2" |  | CS |  | 1
551 | 1 1/2" - PGL-2409 - AG1C | E999 | 1 1/2" |  | CS |  | 1
552 | 1 1/2" - NGB-9972 - AG1A | F004 | 1 1/2" |  | CS |  | 1
553 | 3/4" - CAT-1113 - BS1A | F009 | 3/4" |  | A312-TP304 |  | 1
554 | 1 1/2" - GHY-5109 - DG3A | F026 | 1 1/2" |  | CS |  | 1
555 | 1" - IBA-6316-2 - AG1E | F030 | 1" |  | CS |  | 1
556 | 3/4" - NBA-5316 - AG1E | F049 | 3/4" |  | CS |  | 1
557 | 3/4" - P-1416 - AS1A | F060 | 3/4" |  | A312-TP304 |  | 1
558 | 1" - P-1506 - AS1A | F062 | 1" |  | A312-TP304 |  | 1
559 | 1" - P-1627 - AS1A | F070 | 1" |  | A312-TP304 |  | 1
560 | 1 1/2" - P-1639 - AS1A | F072 | 1 1/2" |  | A312-TP304 |  | 1
561 | 1 1/2" - P-1644 - AS1A | F073 | 1 1/2" |  | A312-TP304 |  | 1
562 | 3/4" - P-2106 - AS1A | F074 | 3/4" | BLV 1 , CV 1 | A312-TP304 |  | 1
563 | 3/4" - P-2116 - AS1A | F075 | 3/4" |  | A312-TP304 |  | 1
564 | 1 1/2" - P-2121 - AS1A | F076 | 1 1/2" |  | A312-TP304 |  | 1
565 | 3/4" - P-2205 - AS1A | F077 | 3/4" |  | A312-TP304 |  | 1
566 | 3/4" - P-2507 - AS1A | F082 | 3/4" |  | A312-TP304 |  | 1
567 | 1" - P-2518 - AS1A | F084 | 1" |  | A312-TP304 |  | 1
568 | 3/4" - P-4213 - AS1B | F088 | 3/4" |  | A312-TP304 |  | 1
569 | 3/4" - P-4515 - AS1B | F089 | 3/4" |  | A312-TP304 |  | 1
570 | 3/4" - P-4516 - AS1B | F090 | 3/4" |  | A312-TP304 |  | 1
571 | 3/4" - P-4517 - AS1B | F100 | 3/4" |  | A312-TP304 |  | 1
572 | 1 1/2" - P-2513 - AG1C | F101 | 1 1/2" |  | CS |  | 1
573 | 1 1/2" - P-5126 - AG1C | F102 | 1 1/2" |  | CS |  | 1
574 | 1 1/2" - P-6115 - AG1C | F104 | 1 1/2" | GV 1 | CS |  | 1
575 | 1" - P-6119 - AG1C | F105 | 1" |  | CS |  | 1
576 | 3/4" - P-6218 - AG1C | F107 | 3/4" |  | CS |  | 1
577 | 1 1/2" - P-9601 - AS1A | F109 | 1 1/2" |  | A312-TP304 |  | 1
578 | 1 1/2" - P-9602 - AS1A | F110 | 1 1/2" |  | A312-TP304 |  | 1
579 | 1 1/2" - P-9603 - AG1C | F111 | 1 1/2" | GV 2 | CS |  | 1
580 | 1" - P-9613 - AS1A | F114 | 1" | GV 1 | A312-TP304 |  | 1
581 | 1" - P-9614 - AS1A | F115 | 1" |  | A312-TP304 |  | 1
582 | 1" - P-9703 - AS1A | F117 | 1" | GV 2, STRAINER 1 | A312-TP304 |  | 1
583 | 3/4" - P-9707 - AG1C | F118 | 3/4" |  | CS |  | 1
584 | 1 1/2" - P-4514 - AS1B | F138 | 1 1/2" |  | A312-TP304 |  | 1
585 | 1 1/2" - GHY-6109 - DG3A | F142 | 1 1/2" |  | CS |  | 1
586 | 3/4" - FNG-9604 - AG1C | F147 | 3/4" |  | CS |  | 1
587 | 1 1/2" - P-2122 - AS1A | F150 | 1 1/2" |  | A312-TP304 |  | 1
588 | 1" - P-4319 - AG1D | F152 | 1" |  | CS |  | 1
589 | 1" - P-4320 - AG1D | F153 | 1" |  | CS |  | 1
590 | 1 1/2" - PWS-9305 - AG2A | F160 | 1 1/2" |  | CS |  | 1
591 | 1 1/2" - NGS-9551-2 - AG1A | F161 | 1 1/2" |  | CS |  | 1
592 | 1 1/2" - PC-0240 - AS1A | F176 | 1 1/2" |  | A312-TP304 |  | 1
593 | 1" - CWR-2573 - AG1A | F181 | 1" |  | CS |  | 1
594 | 3/4" - P-2116 - AS1A | F187 | 3/4" |  | A312-TP304 |  | 1
595 | 1 1/2" - P-6115 - AG1C | F188 | 1 1/2" | GV 1 | CS |  | 1
596 | 1 1/2" - P-1644 - AS1A | F189 | 1 1/2" |  | A312-TP304 |  | 1
597 | 3/4" - P-1416 - AS1A | F194 | 3/4" | GV 3 | A312-TP304 |  | 1
598 | 1" - P-9613 - AS1A | F196 | 1" | GV 1 | A312-TP304 |  | 1
599 | 3/4" - P-2507 - AS1A | F198 | 3/4" | BLV 1 | A312-TP304 |  | 1
600 | 3/4" - P-2106 - AS1A | F199 | 3/4" | BLV 1 , CV 1 | A312-TP304 |  | 1
601 | 1" - P-9614 - AS1A | F200 | 1" | BLV 1 | A312-TP304 |  | 1
602 | 1 1/2" - PWS-9305 - AG2A | F201 | 1 1/2" |  | CS |  | 1
603 | 1 1/2" - P-5126 - AG1C | F202 | 1 1/2" |  | CS |  | 1
604 | 1" - CWS-2572 - AG1A | F204 | 1" |  | CS |  | 1
605 | 1 1/2" - PC-0240 - AS1A | F212 | 1 1/2" |  | A312-TP304 |  | 1
606 | 3/4" - WWT-8301 - AG1C | F220 | 3/4" |  | CS |  | 1
607 | 3/4" - WWT-8501-2 - AS1A | F220-A | 3/4" |  | A312-TP304 |  | 1
608 | 1" - P-3106 - AS1A | F221 | 1" |  | A312-TP304 |  | 1
609 | 3/4" - PPY-1010 - BG3A | F222 | 3/4" |  | CS |  | 1
610 | 3/4" - PGH-SMP-B-130 - AG1C | F421 | 3/4" |  | CS
611 | 3/4" - PSM-PB-130 - AS1A | F424 | 3/4" |  | A312-TP304
612 | 3/4" - PGH-SMP-B-101 - AG1C | F425 | 3/4" |  | CS
613 | D-122 | T005
614 | D-145 | T007
615 | D-151 | T008
616 | D-152 | T009
617 | D-165 | T010
618 | D-211 | T011
619 | D-215 | T012
620 | D-225 | T013
621 | D-231 | T015
622 | D-232 | T016
623 | D-255 | T019
624 | D-325 | T021
625 | 3/4" - D-435 - AS1B | T026 | 3/4" |  | A312-TP304
626 | D-711 | T040
627 | D-712 | T041
628 | D-714 | T043
629 | 3/4" - D-851 - AS1A | T045 | 3/4" |  | A312-TP304
630 | D-922 | T047
631 | D-961 | T049
632 | E-101 | T056
633 | E-102 | T057
634 | E-103 | T058
635 | E-121 | T059
636 | E-141 | T060
637 | E-142 | T061
638 | E-161 | T062
639 | 3/4" - E-622 - AG1B | T063 | 3/4" |  | CS
640 | E-162 | T063A
641 | E-212 | T064
642 | E-222 | T066
643 | E-252 | T067
644 | 3/4" - E-322 - AS1B | T068 | 3/4" |  | A312-TP304
645 | 3/4" - E-411 - DS1A | T070 | 3/4" |  | A312-TP304
646 | 3/4" - E-422 - BG4A | T072 | 3/4" |  | CS
647 | 3/4" - E-432 - BG4A | T073 | 3/4" |  | CS
648 | 3/4" - E-435 - AS1B | T075 | 3/4" |  | A312-TP304
649 | 3/4" - E-442 - BG4A | T076 | 3/4" |  | CS
650 | 3/4" - E-452 - BG4A | T077 | 3/4" |  | CS
651 | 3/4" - E-511 - BG4A | T078 | 3/4" |  | CS
652 | 3/4" - E-552 - AG1B | T079 . | 3/4" |  | CS
653 | 3/4" - E-532 - AG1B | T080 | 3/4" |  | CS
654 | 3/4" - E-542 - BG4A | T081 | 3/4" |  | CS
655 | 3/4" - E-552 - AG1B | T082 | 3/4" |  | CS
656 | 3/4" - E-611 - DS1A | T083 | 3/4" |  | A312-TP304
657 | 3/4" - E-632 - AG1B | T085 | 3/4" |  | CS
658 | 3/4" - E-642 - BG4A | T086 | 3/4" |  | CS
659 | 1" - E-851 - ASIA | T087 | 1" |  | A312-TP304
660 | R-101 | T097
661 | R-102 | T098
662 | R-110 | T099
663 | S-115 | T105
664 | S-125 | T106
665 | S-135 | T107
666 | T-120 | T109
667 | T-140 | T110
668 | T-160 | T111
669 | T-210 | T112
670 | T-220 | T113
671 | T-250 | T114
672 | 3/4" - T-420 - AS1B | T116 | 3/4" |  | A312-TP304
673 | 3/4" - T-430 - AS1B | T117 | 3/4" |  | A312-TP304
674 | 3/4" - T-440 - AS1B | T118 | 3/4" |  | A312-TP304
675 | 3/4" - T-520 - AS1A | T120 | 3/4" |  | A312-TP304
676 | 3/4" - T-530 - AS1A | T121 | 3/4" |  | A312-TP304
677 | 3/4" - T-540 - AS1A | T122 | 3/4" |  | A312-TP304
678 | 3/4" - T-550 - AS1A | T123 | 3/4" |  | A312-TP304
679 | 3/4" - T-620 - AS1A | T124 | 3/4" |  | A312-TP304
680 | 3/4" - T-630 - AS1A | T125 | 3/4" |  | A312-TP304
681 | 3/4" - T-640 - AS1A | T126 | 3/4" |  | A312-TP304
682 | 3/4" - T-980 - AS1A | T127 | 3/4" |  | A312-TP304
683 | TK-211 | T136
684 | TK-251 | T137
685 | TK-411 | T138
686 | TK-511 | T139
687 | TK-611 | T140
688 | 1 1/2" - PGL-2510 - AG1C | Z001 | 1 1/2" |  | CS |  | 1
689 | 1 1/2" - PGL-2511 - AG1C | Z002 | 1 1/2" |  | CS |  | 1
690 | 1 1/2" - PGL-3157-1 - AG1C | Z003 | 1 1/2" |  | CS |  | 1
691 | 1 1/2" - PGL-5309 - AG1C | Z004 | 1 1/2" |  | CS |  | 1
692 | 1 1/2" - PGL-6210 - AG1C | Z007 | 1 1/2" |  | CS |  | 1
693 | 1 1/2" - PGL-6309 - AG1C | Z008 | 1 1/2" |  | CS |  | 1
694 | 1 1/2" - PGL-6408 - AG1C | Z009 | 1 1/2" |  | CS |  | 1
695 | 1 1/2" - PGL-9806 - AG1C | Z010 | 1 1/2" |  | CS |  | 1
696 | 1 1/2" - PGL-3157-2 - AG1C | Z011 | 1 1/2" |  | CS |  | 1
697 | 3/4" - PPY-1006 - BG3A | Z021 | 3/4" |  | CS |  | 1
698 | 3/4" - PPY-1006 - BG3A | Z023 | 3/4" | GV6, GLV1 | CS | Gate & Globe Valve | 1
|  |  | 1/2" | GV1 | CS
699 | 3/4" - PPY-1006 - BG3A | Z024 | 3/4" |  | CS |  | 1
700 | 3/4" - PPY-1010 - BG3A | Z025 | 3/4" | GV1 | CS |  | 1
701 | 3/4" - PPY-1011 - BG3A | Z026 | 3/4" | GV1 | CS |  | 1
702 | 1" - RWR-1147 - AG1A | Z037 | 1" | GV1 | CS |  | 1
|  |  | 1-1/2" | GV1 | CS
703 | 1" - RWR-1148 - AG1A | Z038 | 1" | GV1 | CS |  | 1
704 | 1 1/2" - RWR-1215 - AG1A | Z039 | 1 1/2" | GV1 | CS |  | 1
705 | 1" - RWR-1433 - AG1A | Z041 | 1" | GV1 | CS |  | 1
706 | 1 1/2" - RWR-1523 - AG1A | Z043 | 1 1/2" | GV3 | CS |  | 1
|  |  | 3/4" | GV1 | CS
707 | 1" - RWR-1662 - AG1A | Z044 | 1" | GV1 | CS |  | 1
|  |  | 3/4" | GV1 | CS
708 | 1" - RWR-2134 - AG1A | Z045 | 1" | GV1 | CS |  | 1
|  |  | 3/4" | GV1 | CS
709 | 1" - RWR-2248 - AG1A | Z046 | 1" | GV1 | CS |  | 1
|  |  | 3/4" | GV1 | CS
710 | 3/4" - RWR-254 - AG1A | Z049 | 3/4" |  | CS |  | 1
711 | 1 1/2" - RWR-2356 - AG1A | Z050 | 1 1/2" | GV1 | CS |  | 1
712 | 3/4" - RWR-2452 - AG1A | Z051 | 3/4" |  | CS |  | 1
713 | 3/4" - RWR-2454 - AG1A . | Z052 | 3/4" |  | CS |  | 1
714 | 3/4" - RWR-2456 - AG1A | Z053 | 3/4" | GV1 | CS |  | 1
715 | 1" - RWR-4152 - AG1A | Z054 | 1" |  | CS |  | 1
716 | 1" - RWR-4156 - AG1A | Z056 | 1" |  | CS |  | 1
717 | 3/4" - RWR-5152 - AG1A | Z057 | 3/4" |  | CS |  | 1
718 | 3/4" - P-5256 - AG1A | Z058 | 3/4" |  | CS |  | 1
719 | 3/4" - RWR-6152 - AG1A | Z059 | 3/4" |  | CS |  | 1
720 | 3/4" - RWR-6256 - AG1A | Z060 | 3/4" |  | CS |  | 1
721 | 1" - RWR-1660 - AG1A | Z061 | 1" | GV4 | CS |  | 1
722 | 1" - RWR-1145 - AG1A | Z076 | 1" | GV1 | CS |  | 1
723 | 1" - RWS-1146 - AG1A | Z077 | 1" | GV1 | CS |  | 1
724 | 1 1/2" - RWS-1214 - AG1A | Z078 | 1 1/2" |  | CS |  | 1
725 | 1 1/2" - RWS-1335 - AG1A | Z079 | 1 1/2" |  | CS |  | 1
726 | 1" - RWS-1432 - AG1A | Z080 | 1" |  | CS |  | 1
727 | 1 1/2" - RWS-1522 - AG1A | Z081 | 1 1/2" |  | CS |  | 1
728 | 1" - RWS-2247 - AG1A | Z082 | 1" |  | CS |  | 1
729 | 1" - RWS-2133 - AG1A | Z084 | 1" |  | CS |  | 1
730 | 3/4" - RWS-2351 - AG1A | Z085 | 3/4" | GV1 | CS |  | 1
731 | 3/4" - RWS-2451 - AG1A | Z086 | 3/4" | GV1 | CS |  | 1
732 | 3/4" - RWS-2453 - AG1A | Z087 | 3/4" | GV1 | CS |  | 1
733 | 3/4" - RWS-2455 - AG1A | Z088 | 3/4" |  | CS |  | 1
734 | 1" - RWS-1659 - AG1A | Z089 | 1" |  | CS |  | 1
735 | 1" - RWS-1661 - AG1A | Z090 | 1" |  | CS |  | 1
736 | 3/4" - RWS-6255 - AG1A | Z091 | 3/4" |  | CS |  | 1
737 | 1" - RWS-4255 - AG1A | Z092 | 1" |  | CS |  | 1
738 | 3/4" - RWS-5151 - AG1A | Z093 | 3/4" |  | CS |  | 1
739 | 3/4" - RWS-5255 - AG1A | Z094 | 3/4" |  | CS |  | 1
740 | 1" - RWS-4151 - AG1A | Z095 | 1" |  | CS |  | 1
741 | 3/4" - RWS-6151 - AG1A | Z096 | 3/4" |  | CS |  | 1
742 | 3/4" - SHY-3116 - AS1A | Z097 | 3/4" | GV6,CV1 | A312-TP304 | gate & Check Valve | 1
743 | 3/4" - SHY-3116 - AS1A | Z098 | 3/4" |  | A312-TP304 |  | 1
744 | 3/4" - SHY-3116 - AS1A | Z099 | 3/4" |  | A312-TP304 |  | 1
745 | 1 1/2" - TOL-2126 - AS1A | Z101 | 1 1/2" |  | A312-TP304 |  | 1
746 | 1 1/2" - TOL-2126 - AS1A | Z102 | 1 1/2" | GV1 | A312-TP304 |  | 1
747 | 3/4" - P-2116 - AS1A | Z103 | 3/4" | GV1 | A312-TP304 |  | 1
748 | 1 1/2" - P-9603 - AG1C | Z107 | 1 1/2" | GV 2 | CS |  | 1
749 | 1 1/2" - P-4402-2 - AS1B | Z109 | 1 1/2" |  | A312-TP304 |  | 1
750 | 1" - P-4303-2 - AS1B | Z110 | 1" |  | A312-TP304 |  | 1
751 | 3" - P-4303-3 - AS1B | Z111 | 3" |  | A312-TP304 |  | 1
752 | 1 1/2" - P-1422 - BS1A | Z112 | 1 1/2" | BLV3 | A312-TP304 |  | 1
|  |  | 3/4" | BLV1 | A312-TP304
753 | 1" - P-3221 - AS1A | Z113 | 1" |  | A312-TP304 |  | 1
754 | 3/4" - P-6218 - AS1A | Z114 | 3/4" |  | A312-TP304 |  | 1
755 | 3/4" - P-6218-3 - AS1A | Z115 | 3/4" |  | A312-TP304
756 | 3/4" - P-9812-2 - AG1C | Z115-A | 3/4" |  | CS
757 | 3/4" - P-4213-2 - AS1B | Z117 | 3/4" |  | A312-TP304
758 | 1" - P-2225-2 - AG1D | Z118 | 1" |  | CS
759 | 1" - P-2226-2 - AG1D | Z119 | 1" |  | CS
760 | 3/4" - P-9616-2 - AG1C | Z122 | 3/4" |  | CS
761 | 1 1/2" - P-4503-1 - AS1A | Z123 | 1 1/2" |  | A312-TP304
762 | 1" - P-4503-2 - AS1A | Z124 | 1" |  | A312-TP304
763 | 1" - P-4503-3 - AS1A | Z125 | 1" |  | A312-TP304
764 | 1" - P-4503-1 - AS1A | Z126 | 1" |  | A312-TP304
765 | 1" - P-6414 - AS1A | Z128 | 1" |  | A312-TP304
766 | 3/4" - P-6414 - AS1A | Z129 | 3/4" |  | A312-TP304
767 | 3/4" - P-6414 - AS1A | Z130 | 3/4" |  | A312-TP304
768 | 3/4" - P-6414 - AS1A | Z131 | 3/4" |  | A312-TP304
769 | 1 1/2" - P-6113-2 - AS1A | Z132 | 1 1/2" |  | A312-TP304
770 | 1 1/2" - P-4304-2 - AS1B | Z133 | 1 1/2" |  | A312-TP304
771 | 1 1/2" - P-16412-2 - AS1A | Z134 | 1 1/2" |  | A312-TP304
772 | 1 1/2" - P-9810 - AG1C | Z135 | 1 1/2" |  | CS
773 | 3/4" - P-4121-2 - AS1A | Z136 | 3/4" |  | A312-TP304
774 | 1 1/2" - P-4313-1 - AS1A | Z137 | 1 1/2" |  | A312-TP304
775 | 1 1/2" - P-4313-2 - AS1A | Z138 | 1 1/2" |  | A312-TP304
776 | 1 1/2" - P-4313-3 - AS1B | Z139 | 1 1/2" |  | A312-TP304
777 | 1" - P-4320-3 - AG1D | Z141 | 1" |  | CS
778 | 1" - P-4319-3 - AG1D | Z142 | 1" |  | CS
779 | 1 1/2" - P-4508-2 - AG1D | Z143 | 1 1/2" |  | CS
780 | 1 1/2" - P-4214-3 - AS1B | Z145 | 1 1/2" |  | A312-TP304
781 | 1 1/2" - P-4214-4 - AS1B | Z146 | 1 1/2" |  | A312-TP304
782 | 1 1/2" - P-4214-5 - AS1B | Z147 | 1 1/2" |  | A312-TP304
783 | 1 1/2" - P-5207 - AS1A | Z150 | 1 1/2" |  | A312-TP304
784 | 1 1/2" - P-4502 - AS1B | Z151 | 1 1/2" |  | A312-TP304
785 | 1" - P-5203-2 - AS1A | Z152 | 1" |  | A312-TP304
786 | 1 1/2" - P-5203-3 - AS1A | Z153 | 1 1/2" |  | A312-TP304
787 | 1" - P-5306-2 - AS1A | Z154 | 1" |  | A312-TP304
788 | 1" - P-5306-3 - AS1A | Z155 | 1" |  | A312-TP304
789 | 1 1/2" - P-5214-2 - AS1A | Z156 | 1 1/2" |  | A312-TP304
790 | 1 1/2" - P-5215-2 - AS1A | Z157 | 1 1/2" |  | A312-TP304
791 | 1 1/2" - P-5215-3 - AS1A | Z158 | 1 1/2" |  | A312-TP304
792 | 1 1/2" - P-5215-4 - AS1A | Z159 | 1 1/2" |  | A312-TP304
793 | 3/4" - P-4403-2 - AS1A | Z160 | 3/4" |  | A312-TP304
794 | 3/4" - P-4403-3 - AS1A | Z161 | 3/4" |  | A312-TP304
795 | 3/4" - P-4404-2 - AS1B | 2162 | 3/4" |  | A312-TP304
796 | 3/4" - P-2514 - AS1A | Z163 | 3/4" | GV 3 | A312-TP304 |  | 1
797 | 3/4" - P-6217-2 - AS1A | Z165 | 3/4" |  | A312-TP304 |  | 1
798 | 1 1/2" - P-6314-1 - AS1A | Z166 | 1 1/2" |  | A312-TP304 |  | 1
799 | 1 1/2" - P-1639-1 - AS1A | Z167 | 1 1/2" |  | A312-TP304 |  | 1
800 | 3/4" - P-3217 - AS1A | Z169 | 3/4" |  | A312-TP304 |  | 1
801 | 3/4" - P-3217 - AS1A | Z170 | 3/4" |  | A312-TP304 |  | 1
802 | 3/4" - P-3215 - AS1B | Z171 | 3/4" | GV1 | A312-TP304 |  | 1
803 | 1" - P-3212 - AS1B | Z172 | 1" |  | A312-TP304 |  | 1
804 | 1 1/2" - P-3218-2 - AG1D | Z173 | 1 1/2" |  | CS |  | 1
805 | 1" - P-6303-1 - AS1A | Z174 | 1" |  | A312-TP304 |  | `
806 | 3/4" - P-3216 - AS1B | Z176 | 3/4" |  | A312-TP304 |  | 1
807 | 1 1/2" - P-3214 - AS1B | Z177 | 1 1/2" |  | A312-TP304
808 | 1" - P-3212 - AS1B | Z178 | 1" |  | A312-TP304
809 | 1 1/2" - P-3211 - AS1B | Z179 | 1 1/2" |  | A312-TP304
810 | 1 1/2" - P-3211 - AS1B | Z180 | 1 1/2" |  | A312-TP304
811 | 1 1/2" - P-2123 - AS1A | Z183 | 1 1/2" |  | A312-TP304 |  | 1
812 | 1 1/2" - P-4111-2 - AS1A | Z184 | 1 1/2" |  | A312-TP304
813 | 1" - P-4111-3 - AS1A | Z185 | 1" |  | A312-TP304
814 | 1 1/2" - P-2639-2 - AS1A | Z187 | 1 1/2" |  | A312-TP304
815 | 1 1/2" - P-5117-3 - AS1A | Z190 | 1 1/2" |  | A312-TP304
816 | 1 1/2" - P-5117-4 - AS1A | Z191 | 1 1/2" |  | A312-TP304
817 | 1 1/2" - P-5117-5 - AS1A | Z192 | 1 1/2" |  | A312-TP304
818 | 1 1/2" - P-5117-6 - AS1A | Z193 | 1 1/2" |  | A312-TP304
819 | 3/4" - P-4411-5 - AS1B | Z200 | 3/4" |  | A312-TP304
820 | 3/4" - P-4411-6 - AS1B | Z201 | 3/4" |  | A312-TP304
821 | 3/4" - P-4411-7 - AS1B | Z202 | 3/4" |  | A312-TP304
822 | 3/4" - P-5216-2 - AS1A | Z203 | 3/4" |  | A312-TP304
823 | 1 1/2" - P-5114-2 - AS1A | Z204 | 1 1/2" |  | A312-TP304
824 | 3/4" - P-5303-2 - AS1A | Z205 | 3/4" |  | A312-TP304
825 | 3/4" - P-5303-3 - AS1A | Z206 | 3/4" |  | A312-TP304
826 | 1" - P-5127-3 - AG1C | Z207 | 1" |  | CS
827 | 3/4" - P-4503-1 - AS1B | Z208 | 3/4" |  | A312-TP304
828 | 1" - P-4503 - AS1B | Z209 | 1" |  | A312-TP304
829 | 1" - P-4503-3 - AS1B | Z210 | 1" |  | A312-TP304
830 | 3/4" - P-4503-4 - AS1B | Z211 | 3/4" |  | A312-TP304
831 | 3/4" - P-6306-2 - AS1A | Z213 | 3/4" |  | A312-TP304
832 | 3/4" - P-6306-3 - AS1A | Z214 | 3/4" |  | A312-TP304
833 | 1" - P-6302-2 - AS1A | Z215 | 1" |  | A312-TP304
834 | 1" - P-6302-3 - AS1A | Z216 | 1" | GV3 | A312-TP304 |  | 1
835 | 3/4" - P-2404 - AS1A | Z216 | 3/4" |  | A312-TP304
836 | 3/4" - P-6403-2 - AS1A | Z217 | 3/4" |  | A312-TP304
837 | 3/4" - P-6403-3 - AS1A | Z218 | 3/4" | GV6 | A312-TP304 |  | 1
838 | 1" - P-6119-1 - AS1C | Z219 | 1" | GV3 | A312-TP304 |  | 1
839 | 1" - P-6119-2 - AG1C | Z220 | 1" |  | CS
840 | 1 1/2" - P-6314-2 - AS1A | Z221 | 1 1/2" |  | A312-TP304
841 | 1 1/2" - P-6314-3 - AS1A | Z222 | 1 1/2" | GV1 | A312-TP304 |  | 1
842 | 1 1/2" - P-6314-4 - AS1A | Z223 | 1 1/2" | GV2 | A312-TP304 |  | 1
843 | 1" - P-9811-2 - AG1C | Z224 | 1" | GV2 | CS |  | 1
844 | 1 1/2" - P-6316-3 - AS1A | Z225 | 1 1/2" |  | A312-TP304
845 | 1 1/2" - P-6316-2 - AS1A | Z226 | 1 1/2" | GV3 | A312-TP304 |  | 1
846 | 1 1/2" - P-5314-2 - AS1A | Z227 | 1 1/2" | GV2 | A312-TP304 |  | 1
847 | 1 1/2" - P-5314-3 - AS1A | Z228 | 1 1/2" |  | A312-TP304 |  | 1
848 | 1" - P-5313-2 - AS1A | Z229 | 1" |  | A312-TP304 |  | 1
849 | 1 1/2" - P-2122 - AS1A | Z229 | 1 1/2" |  | A312-TP304 |  | 1
850 | 1" - P-5313-3 - AS1A | Z230 | 1" |  | A312-TP304 |  | 1
851 | 1 1/2" - P-5410-2 - AS1A | Z231 | 1 1/2" |  | A312-TP304 |  | 1
852 | 1" - P-9608 - AG1C | Z232 | 1" |  | CS |  | 1
853 | 1 1/2" - P-2517 - AS1A | Z233 | 1 1/2" |  | A312-TP304 |  | 1
854 | 1 1/2" - P-5510-2 - AS1A | Z234 | 1 1/2" |  | A312-TP304 |  | 1
855 | 3/4" - P-5413-2 - AS1A | Z235 | 3/4" | GV 2 | A312-TP304 |  | 1
856 | 1 1/2" - P-5103-2 - AS1A | Z236 | 1 1/2" |  | A312-TP304 |  | 1
857 | 1 1/2" - P-4407-2 - AG1D | Z237 | 1 1/2" |  | CS |  | 1
858 | 1" - P-5307-2 - AS1A | Z238 | 1" |  | A312-TP304 |  | 1
859 | 3/4" - P-5511-2 - AS1A | Z239 | 3/4" |  | A312-TP304 |  | 1
860 | 3/4" - P-5511-3 - AS1A | Z240 | 3/4" |  | A312-TP304 |  | 1
861 | 1" - P-5512-2 - AS1A | Z241 | 1" |  | A312-TP304 |  | 1
862 | 3/4" - P-5512-3 - AS1A | Z242 | 3/4" |  | A312-TP304 |  | 1
863 | 3/4" - P-5512-4 - AS1A | Z243 | 3/4" |  | A312-TP304 |  | 1
864 | 3/4" - P-5503-2 - AS1A | Z244 | 3/4" |  | A312-TP304 |  | 1
865 | 3/4" - P-5503-3 - AS1A | Z245 | 3/4" |  | A312-TP304 |  | 1
866 | 1 1/2" - P-5503-4 - AS1A | Z246 | 1 1/2" |  | A312-TP304 |  | 1
867 | 1" - P-5414-2 - AS1A | Z247 | 1" |  | A312-TP304 |  | 1
868 | 1" - P-5414-3 - AS1A | Z248 | 1" |  | A312-TP304 |  | 1
869 | 1" - P-5414-4 - AS1A | Z249 | 1" |  | A312-TP304 |  | 1
870 | 3/4" - P-2507 - AS1A | Z250 | 3/4" |  | A312-TP304 |  | 1
871 | 1 1/2" - P-3211-4 - AS1B | Z252 | 1 1/2" |  | A312-TP304 |  | 1
872 | 1 1/2" - P-3211-5 - AS1B | Z253 | 1 1/2" |  | A312-TP304 |  | 1
873 | 1 1/2" - P-1415 - BS1A | Z254 | 1 1/2" | BLV 1 | A312-TP304 |  | 1
874 | 1 1/2" - P-1415 - AS1A | Z255 | 1 1/2" |  | A312-TP304 |  | 1
875 | 1 1/2" - P-9603 - AG1C | Z256 | 1 1/2" |  | CS
876 | 3/4" - GPA-HS135-2 - AG1A | Z257 | 3/4" |  | CS
877 | 3/4" - P-5411-2 - AS1A | Z258 | 3/4" |  | A312-TP304
878 | 3/4" - P-5411-3 - AS1A | Z259 | 3/4" | GV 2 | A312-TP304 |  | 1
879 | 3/4" - P-5411-4 - AS1A | Z260 | 3/4" |  | A312-TP304
880 | 3/4" - P-5412-2 - AS1A | Z261 | 3/4" |  | A312-TP304
881 | 3/4" - P-5412-3 - AS1A | Z262 | 3/4" |  | A312-TP304
882 | 3/4" - P-5403-2 - AS1A | Z263 | 3/4" |  | A312-TP304
883 | 3/4" - P-5403-3 - AS1A | Z264 | 3/4" |  | A312-TP304
884 | 1" - P-4511-2 - AS1B | Z265 | 1" |  | A312-TP304
885 | 1" - P-4511-3 - AS1B | Z266 | 1" |  | A312-TP304
886 | 1" - P-4511-4 - AS1B | Z267 | 1" |  | A312-TP304
887 | 1 1/2" - P-1644-2 - AS1A | Z268 | 1 1/2" |  | A312-TP304
888 | 1" - P-9614 - AS1A | Z270 | 1" | GV2,CV1 | A312-TP304 |  | 1
889 | 1 1/2" - P-1436 - AS1A | Z271 | 1 1/2" |  | A312-TP304 |  | 1
890 | 1 1/2" - P-1634 - AS1A | Z272 | 1 1/2" |  | A312-TP304 |  | 1
891 | 1 1/2" - P-2118 - AG1D | Z273 | 1 1/2" | BLV 1 | CS |  | 1
892 | 3/4" - NGS-HS135-2 - AG1A | Z275 | 3/4" |  | CS
893 | 1" - P-2518 - AS1A | Z276 | 1" | BLV1 | A312-TP304 |  | 1
894 | 1 1/2" - P-2121 - AS1A | Z277 | 1 1/2" | GV1 | A312-TP304 |  | 1
895 | 3/4" - P-2501 - AS1A | Z278 | 3/4" |  | A312-TP304
896 | 1 1/2" - P-5123-1 - AG1C | Z280 | 1 1/2" | BLV 5 | CS |  | 1
897 | 1 1/2" - P-5126-1 - AG1C | Z281 | 1 1/2" |  | CS |  | 1
898 | 1 1/2" - P-6115-4 - AG1C | Z282 | 1 1/2" |  | CS |  | 1
899 | 1 1/2" - P-5402-2 - AS1A | Z283 | 1 1/2" |  | A312-TP304 |  | 1
900 | 1/2" - NGS-1674 - AG1A | Z284 | 1/2" | GLV1 | CS | Globe Valve | 1
901 | 1" - DRAIN* - * | Z285 | 1" | GV1 |  |  | 1
902 | 1" - DRAIN - AG1A - * | Z286 | 1" |  |  |  | 1
903 | 1" - P-9703-3 - AS1A | Z287 | 1" |  | A312-TP304
904 | 1 1/2" - P-9807-2 - AS1A | Z288 | 1 1/2" |  | A312-TP304
905 | 3/4" - MPC-9018 - BG4A | Z289-3 | 3/4" |  | CS
906 | 3/4" - MPC-9017 - BG4A | Z289-4 | 3/4" |  | CS
907 | 3/4" - LPC-9018 - AG1B | Z289-5 | 3/4" |  | CS
908 | 1 1/2" - P-1304 - BS1A | Z290 | 1 1/2" |  | A312-TP304 |  | 1
909 | 1" - P-1627 - AS1A | Z291 | 1" |  | A312-TP304
910 | 3/4" - NGS-HS139-2 - AG1A | Z292 | 3/4" | GV2 | CS |  | 1
|  |  | 1" | GV3, GLV1 | CS | Gate & Globe Valve
911 | 3/4" - NGS-HS139-1 - AG1A | Z293 | 3/4" |  | CS
912 | 3/4" - P-4409 - AG1D | Z294 | 3/4" | GV 1 | CS |  | 1
913 | 1" - P-9819 - AS1A | Z297 | 1" |  | A312-TP304 |  | 1
914 | 1 1/2" - P-9820 - AS1A | Z298 | 1 1/2" |  | A312-TP304 |  | 1
915 | 3/4" - GPI-HOLD - AG2A | Z300 | 3/4" |  | CS |  | 1
916 | 1" - P-1506 - AS1A | Z301 | 1" | GV2, GLV1 | A312-TP304 |  | 1
917 | 1 1/2" - RWS-2355 - AG1A | Z306 | 1 1/2" |  | CS |  | 1
918 | 1/2" - NGS-5374 - AG1A | Z313 | 1/2" |  | CS |  | 1
919 | 1/2" - NGS-4473 - AG1A | Z314 | 1/2" | GV 3 | CS |  | 1
920 | 1/2" - NGS-HOLD - AG1A | Z317 | 1/2" |  | CS |  | 1
921 | 1 1/2" - P-3223 - AS1B | Z318 | 1 1/2" |  | A312-TP304 |  | 1
922 | 1" - P-2312 - BS1A | Z323 | 1" | BLV2 | A312-TP304 | Ball Valve | 1
923 | 1" - P-2312 - BS1A | Z324 | 1" | GLV1 | A312-TP304 |  | 1
924 | 1" - LPC-9854 - AG1B | Z330 | 1" |  | CS |  | 1
925 | 1" - PGH-4143 - AG1C | Z343 | 1" |  | CS |  | 1
926 | 1/2" - NGS-2171 - AG1A | Z363 | 1/2" |  | CS |  | 1
927 | 1/2" - NGS-2471 - AG1A | Z364 | 1/2" |  | CS |  | 1
928 | 1/2" - NGS-6373 - AG1A | Z365 | 1/2" |  | CS |  | 1
929 | 1/2" - NGS-6175 - AG1A | Z366 | 1/2" |  | CS |  | 1
930 | 3/4" - NGS-1149 - AG1A | Z367 | 3/4" |  | CS |  | 1
931 | 1/2" - NGS-5175 - AG1A | Z368 | 1/2" |  | CS |  | 1
932 | 1/2" - NGS-5573 - AG1A | Z369 | 1/2" |  | CS |  | 1
933 | 1/2" - NGS-5273 - AG1A | Z370 | 1/2" | GV 4 | CS |  | 1
934 | 1/2" - NGS-5473 - AG1A | Z371 | 1/2" |  | CS |  | 1
935 | 1/2" - NGS-5373 - AG1A | Z372 | 1/2" |  | CS |  | 1
936 | 1/2" - NGS-9873 - AG1A | Z373 | 1/2" |  | CS |  | 1
937 | 1/2" - NGS-5176 - AG1A | Z374 | 1/2" |  | CS |  | 1
938 | 1/2" - NGS-6473 - AG1A | Z375 | 1/2" |  | CS |  | 1
939 | 1/2" - NGS-6176 - AG1A | Z376 | 1/2" |  | CS |  | 1
940 | 1/2" - NGS-6271 - AG1A | Z377 | 1/2" |  | CS |  | 1
941 | 3/4" - WWT-8501 -1 - AS1A | Z412 | 3/4" |  | A312-TP304 |  | 1
942 | 3/4" - WWT-9831 - AS1A | Z414 | 3/4" |  | A312-TP304 |  | 1
943 | 1 1/2" - CWS-4255-1 - AG1A | Z429 | 1 1/2" |  | CS |  | 1
944 | 1 1/2" - CWS-4256-1 - AG1A | Z430 | 1 1/2" |  | CS |  | 1
945 | 3/4" - CWR-4362-2 - AG1A | Z432 | 3/4" |  | CS |  | 1
946 | 1/2" - CWR-4256-2 - AG1A | Z433 | 1/2" |  | CS |  | 1
947 | 1/2" - CWR-4258 - AG1A | Z434 | 1/2" |  | CS |  | 1
948 | 1/2" - CWR-4362-1 - AG1A | Z435 | 1/2" |  | CS |  | 1
949 | 3/4" - CWR-4172 - AG1A | Z436 | 3/4" |  | CS |  | 1
950 | 1/2" - CWR-4364 - AG1A | Z437 | 1/2" |  | CS |  | 1
951 | 3/4" - CWR-1525 - AG1A | Z438 | 3/4" |  | CS |  | 1
952 | 3/4" - CWR-3171 - AG1A | Z439 | 3/4" |  | CS |  | 1
953 | 1/2" - CWR-5254 - AG1A | Z440 | 1/2" |  | CS |  | 1
954 | 1/2" - CWR-5252 - AG1A | Z441 | 1/2" |  | CS |  | 1
955 | 1/2" - CWR-5458 - AG1A | Z442 | 1/2" |  | CS |  | 1
956 | 1/2" - CWR-5456 - AG1A | Z443-1 | 1/2" |  | CS |  | 1
957 | 1/2" - CWR-4456 - AG1A | Z443-2 | 1/2" |  | CS |  | 1
958 | 1/2" - CWR-2252 - AG1A | Z444 | 1/2" | GLV1 | CS |  | 1
959 | 3/4" - CWR-6171 - AG1A | Z445 | 3/4" |  | CS |  | 1
960 | 1/2" - CWR-2152 - AG1A | Z446 | 1/2" |  | CS |  | 1
961 | 1/2" - CWR-2352 - AG1A | Z447 | 1/2" |  | CS |  | 1
962 | 3/4" - CWR-5471 - AG1A | Z448 | 3/4" |  | CS |  | 1
963 | 3/4" - CWR-5171 - AG1A | Z449 | 3/4" |  | CS |  | 1
964 | 3/4" - CWR-5371 - AG1A | Z450 | 3/4" |  | CS |  | 1
965 | 3/4" - CWR-9871 - AG1A | Z451 | 3/4" |  | CS |  | 1
966 | 3/4" - CWR-1163 - AG1A | Z452 | 3/4" |  | CS |  | 1
967 | 3/4" - CWR-5173 - AG1A | Z453 | 3/4" |  | CS |  | 1
968 | 3/4" - CWR-9858-2 - AG1A | Z455 | 3/4" |  | CS |  | 1
969 | 3/4" - CWR-2554 - AG1A | Z456 | 3/4" | GV1 | CS |  | 1
970 | 3/4" - CWR-6173 - AG1A | Z457 | 3/4" |  | CS |  | 1
971 | 1/2" - CWR-1254 - AG1A | Z458 | 1/2" | GLV1 | CS |  | 1
972 | 1/2" - CWR-4459 - AG1A | Z460 | 1/2" |  | CS |  | 1
973 | 1/2" - CWR-4457 - AG1A | Z461 | 1/2" |  | CS |  | 1
974 | 1/2" - CWR-P-432 - AG1A | Z462 | 1/2" |  | CS |  | 1
975 | 1/2" - CWR-S432 - AG1A | Z463 | 1/2" |  | CS |  | 1
976 | 1/2" - CWS-4361-2 - AG1A | Z464 | 1/2" |  | CS |  | 1
977 | 1/2" - CWS-4256 - AG1A | Z465 | 1/2" |  | CS |  | 1
978 | 1/2" - CWS-4363 - AG1A | Z466 | 1/2" |  | CS |  | 1
979 | 3/4" - CWS-1524 - AG1A | Z467 | 3/4" | GV1 | CS |  | 1
980 | 1" - CWS-3255 - AG1A | Z468 | 1" |  | CS |  | 1
981 | 1/2" - CWS-5455 - AG1A | Z469 | 1/2" |  | CS |  | 1
982 | 1/2" - CWS-5252 - AG1A | Z470 | 1/2" |  | CS |  | 1
983 | 1/2" - CWS-5253 - AG1A | Z471 | 1/2" |  | CS |  | 1
984 | 1/2" - CWS-5457 - AG1A | Z472 | 1/2" |  | CS |  | 1
985 | 1/2" - CWS-2251 - AG1A | Z473 | 1/2" |  | CS |  | 1
986 | 3/4" - CWS-6170 - AG1A | Z474 | 3/4" |  | CS |  | 1
987 | 1/2" - CWS-2151 - AG1A | Z475 | 1/2" | GV1 | CS |  | 1
988 | 1/2" - CWS-2351 - AG1A | Z476 | 1/2" |  | CS |  | 1
989 | 1/2" - CWS-4555 - AG1A | Z477 | 1/2" |  | CS |  | 1
990 | 1/2" - CWS-4458 - AG1A | Z478 | 1/2" |  | CS |  | 1
991 | 1/2" - CWS-4456 - AG1A | Z479 | 1/2" |  | CS |  | 1
992 | 3/4" - CWS-5370 - AG1A | Z480 | 3/4" |  | CS |  | 1
993 | 3/4" - CWS-9872 - AG1A | Z481 | 3/4" |  | CS |  | 1
994 | 3/4" - CWS-5170 - AG1A | Z482 | 3/4" |  | CS |  | 1
995 | 3/4" - CWS-5470 - AG1A | Z483 | 3/4" |  | CS |  | 1
996 | 3/4" - CWS-9857-1 - AG1A | Z484 | 3/4" |  | CS |  | 1
997 | 3/4" - CWS-9857-2 - AG1A | Z485 | 3/4" |  | CS |  | 1
998 | 3/4" - CWS-9858-1 - AG1A | Z486 | 3/4" |  | CS |  | 1
999 | 3/4" - CWS-1162 - AG1A | Z489 | 3/4" | GV1 | CS |  | 1
1000 | 3/4" - CWS-5172 - AG1A | Z490 | 3/4" |  | CS |  | 1
1001 | 3/4" - CWS-6470 - AG1A | Z491 | 3/4" |  | CS |  | 1
1002 | 3/4" - CWS-2553 - AG1A | Z492 | 3/4" | GV1 | CS |  | 1
1003 | 3/4" - CWS-6172 - AG1A | Z493 | 3/4" |  | CS |  | 1
1004 | 1/2" - CWS-1253 - AG1A | Z494 | 1/2" | GV1 | CS |  | 1
1005 | 3/4" - CWS-1251 - AG1A | Z495 | 3/4" |  | CS |  | 1
1006 | 1 1/2" - VENT-HOLD - AG1A | Z496 | 1 1/2" |  | CS |  | 1
1007 | 1" - DRAIN | Z497 | 1" |  | CS |  | 1
1008 | 1/2" - NGS-2575 - AG1A | Z500 | 1/2" |  | CS |  | 1
1009 | 3/4" - P-230 - AS1A | Z501 | 3/4" | GV2 | A312-TP304 |  | 1
1010 | 3/4" - P-310 - AS1A | Z502 | 3/4" | GV1 | A312-TP304 |  | 1
1011 | 3/4" - P-320 - AS1A | Z503 | 3/4" | GV1 | A312-TP304 |  | 1
1012 | 1" - CWR-SMP-D-251 - AG1A | Z504 | 1" | GV1 | CS |  | 1
1013 | 1" - CWS-251 - AG1A | Z505 | 1" | GV1 | CS |  | 1
1014 | 3/4" - P-510 - AG 1C | Z506 | 3/4" | GV1 | A312-TP304 |  | 1
1015 | 3/4" - P-960 - BG3A | Z507 | 1/2" | GV1 | A312-TP304 |  | 1
1016 | 3/4" - PSM-PE-160 - AS1A | Z508 | 1/2" | GV1 | A312-TP304 |  | 1
1017 | 3/4" - P-410 - AG1C | Z509 | 3/4" |  | A312-TP304 |  | 1
1018 | 3/4" - CWS-251 - AG1A | Z510 | 3/4" |  | CS |  | 1
1019 | 3/4" - CWR-251 - AG1A | Z511 | 3/4" |  | CS |  | 1
1020 | 1/2" - NGS-251 - AG1A | Z512 | 1/2" | GLV1 | CS |  | 1
1021 | 3/4" - P-610 - AG1C | Z513 | 3/4" | GV1 | CS |  | 1
1022 | 1/2" - NGS-960 - AG1A | Z515 | 1/2" |  | CS |  | 1
1023 | 1/2" - HWS-110 - AG1B | Z516 | 1/2" |  | CS |  | 1
1024 | 3/4" - CWS-1151 - AG1A | Z517 | 3/4" | GV1 | CS |  | 1
1025 | 3/4" - CWR-110 - AG1A | Z518 | 3/4" |  | CS |  | 1
1026 | 3/4" - HWS-110 - AG1B | Z519 | 3/4" | GV1 | CS |  | 1
1027 | 3/4" - P-240 - AS1A | Z520 | 3/4" | GV1, BLV1 | A312-TP304 |  | 1
1028 | 3/4" - P-250 - AS1A | Z521 | 3/4" | GV1, BLV1 | A312-TP304 |  | 1
1029 | 3/4" - P-160 - AS1A | Z524 | 3/4" | GV1, BLV1 | A312-TP304 |  | 1
1030 | 3/4" - PSM-PE-241 - AS1A | Z525 | 3/4" | GV1, BLV1 | A312-TP304 |  | 1
1031 | 3/4" - PSM-PD-320 - AS1B | Z526 | 3/4" | GV1 | A312-TP304 |  | 1
1032 | 3/4" - PSM-PD-411 - AS1A | Z527 | 3/4" |  | A312-TP304 |  | 1
1033 | 3/4" - P-140 - AS1A | Z528 | 3/4" |  | A312-TP304 |  | 1
1034 | 3/4" - P-210 - AS1B | Z529 | 3/4" | GV1 | A312-TP304 |  | 1
1035 | 3/4" - P-220 - AS1B | Z530 | 3/4" | GV1 | A312-TP304 |  | `1
1036 | 1/2" - NGS-SMP-E-450 - AG1A | Z531 | 1/2" |  | CS |  | 1
1037 | 3/4" - PSM-PE-150 - AS1A | Z533 | 3/4" | GV2 | A312-TP304 |  | 1
1038 | 3/4" - P-211 - AS1B | Z534 | 3/4" |  | A312-TP304 |  | 1
1039 | 3/4" - CWR-240 - AG1A | Z535 | 3/4" | GLV1 | CS |  | 1
1040 | 3/4" - CWS-240 - AG1A | Z536 | 3/4" |  | CS |  | 1
1041 | 3/4" - PSM-PE-430 - AS1B | Z537 | 3/4" |  | A312-TP304 |  | 1
1042 | 3/4" - PSM-PE-450 - AS1B | Z538 | 3/4" |  | A312-TP304 |  | 1
1043 | 3/4" - PSM-PE-420 - AS1B | Z539 | 3/4" |  | A312-TP304 |  | 1
1044 | 3/4" - PSM-PD-410 - AS1A | Z540 | 3/4" |  | A312-TP304 |  | 1
1045 | 3/4" - PSM-PE-620 - AS1A | Z541 | 3/4" |  | A312-TP304 |  | 1
1046 | 3/4" - PSM-PE-630 - AS1A | Z542 | 3/4" |  | A312-TP304 |  | 1
1047 | 3/4" - P-140 - AS1A | Z543 | 3/4" |  | A312-TP304 |  | 1
1048 | 3/4" - P-220 - AS1B | Z544 | 3/4" | BLV1 | A312-TP304 |  | 1
1049 | 3/4" - P-220 - AS1B | Z545 | 3/4" |  | A312-TP304 |  | 1
1050 | 3/4" - P-140 - BS1A | Z546 | 3/4" |  | A312-TP304 |  | 1
1051 | 3/4" - PSM-PD-610 - AS1A | Z547 | 3/4" |  | A312-TP304
1052 | 3/4" - SMP-D-640 - AS1A | Z548 | 3/4" | GLV1 | A312-TP304 |  | 1
1053 | 3/4" - SMP-E-550 - AS1A | Z549 | 3/4" |  | A312-TP304
1054 | 3/4" - SMP-E-520 - AS1A | Z550 | 3/4" |  | A312-TP304
1055 | 3/4" - SMP-D-510 - AS1A | Z551 | 3/4" |  | A312-TP304
1056 | 3/4" - SMP-D-530 - AS1A | Z553 | 3/4" |  | A312-TP304
1057 | 3/4" - SMP-D-540 - AS1A | Z554 | 3/4" |  | A312-TP304
1058 | 3/4" - SMP-D-980 - AS1A | Z555 | 3/4" |  | A312-TP304
1059 | 3/4" - SMP-D-511 - AS1A | Z557 | 3/4" |  | A312-TP304
1060 | 3/4" - NGS-100 - AG1A | Z558 | 3/4" |  | CS
1061 | 3/4" - CWR-SMP-D-981 - AG1A | Z560 | 3/4" |  | CS
1062 | 1/2" - NGS-SMP-D-981 - AG1A | Z562 | 1/2" |  | CS
1063 | 3/4" - PPY-SMP-B-101 - BG3A | Z600 | 3/4" |  | CS
1064 | 1 1/2" - P-1314 - BG3A | Z601 | 1 1/2" |  | CS
1065 | 3/4" - P-1110 - BS1A | Z603 | 3/4" |  | A312-TP304
1066 | 3/4" - MPS-1043 - BG4A | Z604 | 3/4" |  | CS
1067 | 3/4" - P-2104 - AS1B | Z605 | 3/4" |  | A312-TP304
1068 | 3/4" - P-2115 - AS1B | Z606 | 3/4" |  | A312-TP304
1069 | 1 1/2" - P-2110 - AS1B | Z609 | 1 1/2" |  | A312-TP304
1070 | 3/4" - P-2307 - BS1A | Z610 | 3/4" |  | A312-TP304
1071 | 3/4" - P-2404 - AS1A | Z612 | 3/4" |  | A312-TP304
1072 | 3/4" - P-2516 - AS1A | Z613 | 3/4" |  | A312-TP304
1073 | 1" - P-1421 - AS1A | Z614 | 1" | GV 1 | A312-TP304 |  | 1
1074 | 1" - P-9611 - BG3A | Z615 | 1" |  | CS
1075 | 3/4" - P-2116 - AS1A | Z616 | 3/4" |  | A312-TP304
1076 | 3/4" - CWS-1041 - AG1A | Z617 | 3/4" |  | CS
1077 | 1 1/2" - P-5126 - AG1C | Z618 | 1 1/2" |  | CS
1078 | 3/4" - IPA-2303 - AS1A | Z619 | 3/4" |  | A312-TP304
1079 | 3/4" - GHY-1020 - BG3A | Z622 | 3/4" |  | CS
1080 | 3/4" - P-2502 - AS1A | Z623 | 3/4" |  | A312-TP304
1081 | 1 1/2" - NGB-0280 - AG1A | Z625 | 1 1/2" |  | CS
1082 | 1" - NGS-1220 - BG3A | Z626 | 1" |  | CS
1083 | 1 1/2" - MPC-0252 - AG1B | Z627 | 1 1/2" |  | CS
1084 | 1" - PGL-2301 - AG1C | Z629 | 1" |  | CS
1085 | 3/4" - CWR-1042 - AG1A | Z630 | 3/4" |  | CS
1086 | 1/2" - CWR-2152 - AG1A | Z631 | 1/2" |  | CS
1087 | 3/4" - CWR-2425 - AG1A | Z632 | 3/4" |  | CS
1088 | 3/4" - CWR-SMP-D-100 - AG1A | Z633 | 3/4" |  | CS
1089 | 1 1/2" - NGB-9971 - AG1A | Z634 | 1 1/2" |  | CS
1090 | 3/4" - NGS-9655 - AG1A | Z635 | 3/4" |  | CS
1091 | 3/4" - P-2215 - AS1B | Z636 | 3/4" |  | A312-TP304
1092 | 3/4" - P-2217 - AS1B | Z637 | 3/4" |  | A312-TP304
1093 | 3/4" - P-2220 - AS1B | Z638 | 3/4" |  | A312-TP304
1094 | 3/4" - CWS-1160 - AG1A | Z640 | 3/4" |  | CS
1095 | 3/4" - CWR-1161 - AG1A | Z641 | 3/4" |  | CS
1096 | 1/2" - NGS-A110 - AG1A | Z642 | 1/2" |  | CS
1097 | 3/4" - NGS-9962 - AG1A | Z643 | 3/4" |  | CS
1098 | 1 1/2" - P-5123 - AG1C | Z644 | 1 1/2" |  | CS
1099 | 3/4" - GPA-HS141 - AG1A | Z645 | 3/4" |  | CS
1100 | 3/4" - SHY-3116 - AS1A | Z647 | 3/4" |  | A312-TP304
1101 | 1/2" - NGS-2573 - AG1A | Z649 | 1/2" |  | CS
1102 | 3/4" - RWR-2352 - AG1A | Z650 | 3/4" |  | CS
1103 | 1 1/2" - RWR-1336 - AG1A | Z651 | 1 1/2" |  | CS
1104 | 1/2" - NGS-2373 - AG1A | Z653 | 1/2" |  | CS
1105 | 3/4" - CWS-1152 - AG1A | Z654. | 3/4" |  | CS
1106 | 3/4" - CWR-1153 - AG1A | Z655 | 3/4" |  | CS
1107 | 1 1/2" - PWS-9310 - AG2A | Z656 | 1 1/2" |  | CS
1108 | 1 1/2" - S-9204 - AG1B | Z657 | 1 1/2" |  | CS
1109 | 3/4" - GOX-0302 - BG3A | Z658 | 3/4" |  | CS
1110 | 3/4" - GOX-SMP-B-121 - BG3A | Z659 | 3/4" |  | CS
1111 | 3/4" - PSM-PE-250 - AS1A | Z660 . | 3/4" |  | A312-TP304
1112 | 3/4" - CWS-3270 - AG1A | Z661 | 3/4" |  | CS
1113 | 3/4" - P-4211 - AS1B | Z700 | 3/4" |  | A312-TP304
1114 | 1 1/2" - P-4216 - AS1B | Z701 | 1 1/2" |  | A312-TP304
1115 | 3/4" - P-4218 - AS1B | Z702 | 3/4" |  | A312-TP304
1116 | 3/4" - P-4219 - AS1B | Z703 | 3/4" |  | A312-TP304
1117 | 3/4" - PSM-PE-530 - AS1A | Z704 | 3/4" |  | A312-TP304
1118 | 1 1/2" - P-6415 - AS1A | Z705 | 1 1/2" |  | A312-TP304
1119 | 1" - P-3106 - AS1A | Z706 | 1" |  | A312-TP304
1120 | 3/4" - NGS-9551 - AS1A | Z750 | 3/4" | GV2 | A312-TP304
1121 | 3" - 2EH-4314-1 - AS1A | D001 | 3" |  | A312-TP304
1122 | 3" - 2EH-4314-2 - AS1A | D003 | 3" |  | A312-TP304
1123 | 3" - 2EH-4314-3 - AS1A | D004 | 3" |  | A312-TP304
1124 | 3" - 2EH-4314-5 - AS1A | D005 | 3" | GV2 | A312-TP304 |  | 1
1125 | 2" - BBD-0156 - AG1B | D008 | 2" |  | CS |  | 1
1126 | 2" - BBD-9201 - AG1B | D009 | 2" |  | CS |  | 1
1127 | 3" - CWR-1142 - AG1A | D027 | 3" |  | CS
1/2''
1128 | 4" - CWR-1334 - AG1A | D028 | 4" |  | CS
1/2''
1129 | 4" - CWR-1427 - AG1A | D029 | 4" | GV1 | CS |  | 1
1130 | 2" - CWR-1521 - AG1C | D030 | 2" |  | CS
1131 | 2 1/2" - CWR-1652 - AG1A | D031 | 2 1/2" |  | CS
1/2''
1132 | 2" - CWR-1654 - AG1A | D032 | 2" |  | CS
1133 | 2 1/2" - CWR-2132 - AG1A | D033 | 2 1/2" |  | CS
1134 | 5" - CWR-2241 - AG1A | D034 | 5" | GV1 | CS |  | 1
1135 | 2" - CWR-2243 - AG1A | D035 | 2" |  | CS
1136 | 2" - CWR-2552 - AG1A | D038 | 2" | GV1 | CS |  | 1
1137 | 5" - CWR-3151 - AG1A | D039 | 5" |  | CS
1/2''
1138 | 2 1/2" - CWR-3153 - AG1A | D040 | 2 1/2" |  | CS
|  |  | 1 1/2'' | GV2 |  |  | 1
|  |  | 1/2'' | GV1 |  |  | 1
1139 | 2" - CWR-3155 - AG1A | D041 | 2" | GV2 | CS |  | 1
1140 | 8" - CWR-3254 - AG1A | D042 | 8" | GV1 | CS |  | 1
1141 | 4" - CWR-4159 - AG1A | D043 | 4" | GV1 | CS |  | 1
1142 | 6" - CWR-4163 - AG1A | D044 | 6" |  | CS
1143 | 4" - CWR-4165 - AG1A | D045 | 4" |  | CS
1144 | 8" - CWR-4354 - AG1A | D047 | 8" |  | CS
1145 | 2 1/2" - CWR-4360 - AG1A | D048 | 2 1/2" |  | CS
1146 | 3" - CWR-4455 - AG1A | D049 | 3" |  | CS
1147 | 2 1/2" - CWR-4554 - AG1A | D050 | 2 1/2" |  | CS
1148 | 5" - CWR-5161 - AG1A | D051 | 5" | GV1 | CS |  | 1
1149 | 2" - CWR-5356 - AG1A | D052 | 2" | GV1 | CS |  | 1
1150 | 2 1/2" - CWR-5454 - AG1A | D053 | 2 1/2" | GV1 | CS |  | 1
1151 | 3" - CWR-5554 - AG1A | D054 | 3" |  | CS
1152 | 3" - CWR-6154 - AG1A | D055 | 3" | GV1 | CS |  | 1
1153 | 2" - CWR-6254 - AG1A | D056 | 2" |  | CS
1154 | 5" - CWR-6354 - AG1A | D057 | 5" | GV1 | CS |  | 1
1155 | 6" - CWR-6356 - AG1A | D058 | 6" |  | CS
1156 | 2" - CWR-6454 - AG1A | D059 | 2" | GV1 | CS |  | 1
1157 | 4" - CWR-9411 - AG1A | D060 | 4" |  | CS
1158 | 20" - CWR-9461 - AG1A | D063 | 20" | GV1 | CS |  | 1
1159 | 16" - CWR-9468 - AG1A | D069 | 16" |  | CS
1160 | 5" - CWR-9854 - AG1A | D071 | 5" |  | CS
1161 | 4" - CWR-9856 - AG1A | D072 | 4" | GV1 | CS |  | 1
1162 | 2" - CWR-4253 - AG1A | D073 | 2" |  | CS
1163 | 3" - CWR-9496 - AG1A | D074 | 3" |  | CS
1164 | 2 1/2" - CWR-9652 - AG1A | D075 | 2 1/2" |  | CS
1/2''
1165 | 3" - CWS-1143 - AG1A | D093 | 3" |  | CS
1166 | 4" - CWS-1333 - AG1A | D094 | 4" |  | CS
1167 | 4" - CWS-1426 - AG1A | D095 | 4" |  | CS
1168 | 2" - CWS-1520 - AG1A | D096 | 2" |  | CS
1169 | 2 1/2" - CWS-1651 - AG1A | D097 | 2 1/2" |  | CS
1170 | 2" - CWS-1653 - AG1A | D098 | 2" | GV1 | CS |  | 1
1171 | 5" - CWS-2240 - AG1A | D100 | 5" |  | CS |  | 1
1172 | 2" - CWS-2242 - AG1A | D101 | 2" |  | CS
1173 | 2" - CWS-2551 - AG1A | D103 | 2" | BV1 | CS |  | 1
1174 | 5-" - CWS-3150 - AG1A | D104 | 5-" |  | CS
1175 | 2 1/2" - CWS-3152 - AG1A | D105 | 2 1/2" |  | CS
1176 | 2" - CWS-3154 - AG1A | D106 | 2" |  | CS
1177 | 4" - CWS-4158 - AG1A | D108 | 4" |  | CS
1178 | 6" - CWS-4162 - AG1A | D109 | 6" |  | CS
1179 | 8" - CWS-4353 - AG1A | D112 | 8" |  | CS
1180 | 2 1/2" - CWS-4358 - AG1A | D114 | 2 1/2" |  | CS
1181 | 3" - CWS-4453 - AG1A | D116 | 3" |  | CS
1182 | 2 1/2" - CWS-4553 - AG1A | D117 | 2 1/2" |  | CS
1183 | 5" - CWS-5160 - AG1A | D118 | 5" |  | CS
1184 | 2" - CWS-5355 - AG1A | D119 | 2" |  | CS
1185 | 2 1/2" - CWS-5453 - AG1A | D121 | 2 1/2" |  | CS
1186 | 3" - CWS-5553 - AG1A | D122 | 3" |  | CS
1187 | 3" - CWS-6153 - AG1A | D123 | 3" |  | CS
1188 | 2" - CWS-6253 - AG1A | D124 | 2" |  | CS
1189 | 5" - CWS-6535 - AG1A | D125 | 5" |  | CS
1190 | 6" - CWS-6355 - AG1A | D126 | 6" |  | CS
1191 | 2" - CWS-6453 - AG1A | D127 | 2" |  | CS
1192 | 4" - CWS-9411 - AG1A | D128 | 4" |  | CS
1193 | 20" - CWS-9451 - AG1A | D129 | 20" |  | CS
1194 | 5" - CWS-9457 - AG1A | D134 | 5" |  | CS
1195 | 16" - CWS-9458 - AG1A | D135 | 16" |  | CS
1196 | 2 1/2" - CWS-9651 - AG1A | D137 | 2 1/2" |  | CS
1197 | 5" - CWS-9853 - AG1A | D138 | 5" |  | CS
1198 | 4" - CWS-9855 - AG1A | D139 | 4" |  | CS
1199 | 2" - CWS-4253 - AG1A | D140 | 2" |  | CS
1200 | 3" - CWS-9459 - AG1A | D141 | 3" |  | CS
1201 | 2 1/2" - CWS-3152 - AG1A | D142 | 2 1/2" |  | CS
1202 | 2" - DMW-1153 - AS1A | D161 | 2" |  | A312-TP304
1203 | 2" - DMW-3160 - AS1A | D162 | 2" |  | A312-TP304
1204 | 2" - DMW-3160 - AS1A | D165 | 2" |  | A312-TP304 |  | 1
1205 | 3" - DMW-9306 - AS1A | D166 | 3" |  | A312-TP304
1206 | 4" - FGS-1138 - AG1C | D175 | 4" |  | CS
1207 | 2" - FGS-1211 - AG1C | D176 | 2" |  | CS
1208 | 4" - FGS-1310 - AG1C | D177 | 4" |  | CS
1209 | 2 1/2" - FGS-1512 - AG1C | D178 | 2 1/2" |  | CS |  | 1
1210 | 2" - FGS-4123-1 - AG1C | D179 | 2" |  | CS
1211 | 5" - FGS-9619-1 - AG1C | D182 | 5" |  | CS
1212 | 2" - FGS-4123-2 - AG1C | D185 | 2" |  | CS
1213 | 3" - FGS-1512 - AG1C | D186 | 3" | GV1 | CS |  | 1
1214 | 4" - FWS-9310 - AG1A | D204 | 4" | GV1 | CS |  | 1
1215 | 10" - P-4109-1 - DG3A | D213 | 10" | GV1 | CS |  | 1
1216 | 10" - GHY-4110 - DG3A | D214 | 10" | GV1 | CS |  | 1
1217 | 10" - GHY-4112-1 - DG3A | D215 | 10" |  | CS |  | 1
1218 | 12" - P-4123-1 - DG3A | D216 | 12" |  | CS |  | 1
1219 | 10" - GHY-4114 - DG3A | D217 | 10" |  | CS |  | 1
1220 | 8" - GHY-4115 - DG3A | D218 | 8" | GV1 | CS |  | 1
1221 | 8" - GHY-4116-1 - DG3A | D219 | 8" |  | CS |  | 1
1222 | 3" - GHY-4137-1 - DG3A | D220 | 3" |  | CS |  | 1
1223 | 6" - GHY-4139-1 - DG3A | D221 | 6" |  | CS |  | 1
1224 | 6" - GHY-4140-1 - DG3A | D222 | 6" | GV2 | CS |  | 1
1225 | 4" - GHY-4141-1 - DG3A | D223 | 4" |  | CS |  | 1
1226 | 8" - GHY-4139-2 - DG3A | D227 | 8" |  | CS |  | 1
1227 | 12" - GHY-4113-2 - DG3A | D228 | 12" |  | CS |  | 1
1228 | 10" - GHY-4109-2 - DG3A | D229 | 10" |  | CS |  | 1
1229 | 3" - GHY-4137-2 - DG3A | D231 | 3" | GV2 | CS |  | 1
1230 | 3" - GHY-4137-3 - DG3A | D232 | 3" | GV1 | CS |  | 1
1231 | 4" - GHY-4141-2 - DG3A | D233 | 4" | GV1 | CS |  | 1
1232 | 4" - GHY-4141-3 - DG3A | D234 | 4" |  | CS
1233 | 6" - GHY-4140-2 - DG3A | D235 | 6" | GV2 | CS
1234 | 10" - GHY-4112 - DG3A | D236 | 10" |  | CS
1235 | 4" - GHY-4142 - DG3A | D237 | 4" |  | CS
1236 | 10" - GHY-4146 - DG3A | D224 | 10" |  | CS
1237 | 8" - GHY-4116-2 - DG3A | D238 | 8" |  | CS
1238 | 10" - GHY-4116 - DG3A | D239 | 10" |  | CS
1239 | 5" - GOX-1209 - BG3A | D242 | 5" |  | CS
3''
1/2''
1240 | 5" - GOX-1209 - BG3A | D243 | 5" |  | CS
1/2''
1241 | 3" - GPA-4156-1 - AG1A | D248 | 3" |  | CS
1242 | 3" - GPA-5156 - DS1A | D249 | 3" |  | A312-TP304 |  | 1
1243 | 3" - GPA-6153-1 - AG1A | D250 | 3" | GV3 | CS |  | 1
1244 | 2" - GPA-9958 9983 - AG1A | D255 | 2" | GV1 | CS |  | 1
1245 | 3" - GPA-5156 - AG1A | D257 | 3" | GV1 | CS |  | 1
1246 | 3" - GPA-5156 - AG1A | D258 | 3" | GV3 | CS |  | 1
1247 | 3" - GPA-6153 - AG1A | D259 | 3" | GV3 | CS |  | 1
1248 | 3" - GPA-4156-2 - AG1A | D260 | 3" |  | CS
1249 | 3" - GPA-4156-2 - AG1A | D261 | 3" | GV1 | CS |  | 1
1250 | 3" - GPA-4156-4 - AG1A | D262 | 3" |  | CS
1251 | 2" - GPI-9916 - AG2A | D275 | 2" |  | CS
1252 | 8" - HWR-1121 - AG1B | D287 | 8" | GV3 | CS |  | 1
1253 | 5" - HWR-1122 - AG1B | D288 | 5" | GV3 | CS |  | 1
1/2''
1254 | 2" - HWR-1123-1 - BG4A | D289 | 2" |  | CS
1255 | 2" - LPS-STH11 - AG1B | D289-6 | 2" |  | CS
1256 | 4" - HWR-1124 - AG1B | D290 | 4" | GV1 | CS |  | 1
1257 | 2" - HWR-1125 - AG1B | D291 | 2" |  | CS
1''
|  |  | 1/2'' | GV1 |  |  | 1
1258 | 3" - HWR-1136 - AG1B | D294 | 3" | GV1 | CS |  | 1
1259 | 3" - HWR-1137 - AG1B | D295 | 3" | GV1 | CS |  | 1
1260 | 3" - HWR-1138 - AG1B | D296 | 3" |  | CS
1261 | 2" - HWR-1125 - AG1B | D297 | 2" |  | CS
1262 | 5" - HWR-1122 - AG1B | D298 | 5" | GV1 | CS |  | 1
1263 | 4" - HWR-1124 - AG1B | D299 | 4" | GV2 | CS |  | 1
1264 | 2" - HWR-1123 - AG1B | D300 | 2" | GV1 | CS |  | 1
1265 | 8" - HWR-1121 - AG1B | D301 | 8" |  | CS
1266 | 12" - HWS-1114 - AG1B | D312 | 12" | GV2 | CS |  | 1
1267 | 10" - HWS-1115 - AG1B | D313 | 10" | GV1 | CS |  | 1
1268 | 8" - HWS-1116 - AG1B | D314 | 8" | GV2 | CS |  | 1
1269 | 8" - HWS-1117 - AG1B | D315 | 8" | GV1 | CS |  | 1
1270 | 5" - HWS-1118 - AG1B | D316 | 5" |  | CS
1271 | 2" - HWS-1119-1 - BG4A | D317 | 2" |  | CS
1272 | 2 1/2" - HWS-1120 - AG1B | D318 | 2 1/2" |  | CS
1273 | 4" - HWS-1130 - AG1B | D319 | 4" |  | CS
1274 | 2 1/2" - HWS-1131 - AG1B | D320 | 2 1/2" |  | CS
1275 | 2 1/2" - HWS-1132 - AG1B | D321 | 2 1/2" |  | CS
1276 | 2 1/2" - HWS-1133 - AG1B | D322 | 2 1/2" |  | CS
1277 | 2 1/2" - HWS-1131 - AG1B | D324 | 2 1/2" |  | CS
1278 | 2 1/2" - HWS-1131 - AG1B | D325 | 2 1/2" |  | CS
1279 | 2 1/2" - HWS-1132 - AG1B | D326 | 2 1/2" |  | CS
1280 | 2 1/2" - HWS-1132 - AG1B | D327 . | 2 1/2" |  | CS
2''
3/4''
1281 | 2 1/2" - HWS-1133 - AG1B | D328 | 2 1/2" |  | CS
1282 | 2 1/2" - HWS-1133 - AG1B | D329 | 2 1/2" |  | CS
2''
|  |  | 3/4'' | GV1 |  |  | 1
|  |  | 1/2'' | GV1 |  |  | 1
1283 | 2 1/2" - HWS-1120 - AG1B | D330 | 2 1/2" | GV1 | CS |  | 1
1284 | 2 1/2" - HWS-1120 - AG1B | D331 | 2 1/2" | GV1 | CS |  | 1
|  |  | 3/4'' | GV1 |  |  | 1
|  |  | 1/2'' | GV1 |  |  | 1
1285 | 8" - HWS-1115 - AG1B | D333 | 8" | GV1 | CS |  | 1
1286 | 12" - HWS-1114 - AG1B | D334 | 12" | GV1 | CS |  | 1
1287 | 4" - HWS-1130 - AG1B | D335 | 4" | GV1 | CS |  | 1
1288 | 2" - HWS-1119 - AG1B | D336 | 2" | GV1 | CS |  | 1
1289 | 8" - HWS-1117 - AG1B | D337 | 8" | GV1 | CS |  | 1
1290 | 8" - HWS-1117 - AG1B | D338 | 8" | GV1 | CS |  | 1
1291 | 8" - HWS-1116 - AG1B | D340 | 8" |  | CS |  | 1
1292 | 2 1/2" - LPC-1217 - AG1B | D345 | 2 1/2" |  | CS |  | 1
1293 | 5" - LPC-1657 - AG1B | D346 | 5" |  | CS |  | 1
1294 | 2" - LPC-5252 - AG1B | D348 | 2" |  | CS |  | 1
1295 | 2" - LPC-5352 - AG1B | D349 | 2" |  | CS |  | 1
1296 | 2" - LPC-6252 - AG1B | D350 | 2" |  | CS |  | 1
1297 | 2 1/2" - LPC-6352-1 - AG1B | D351 | 2 1/2" | GV1 | CS |  | 1
1298 | 6" - LPC-9201 - AG1B | D352 | 6" | GV1 | CS |  | 1
1299 | 6" - LPC-9202 - AG1B | D353 | 6" |  | CS |  | 1
1300 | 8" - LPC-9270 - AG1B | D354 | 8" |  | CS |  | 1
1301 | 2" - LPC-9852-1 - AG1B | D357 | 2" | GV1 | CS |  | 1
1302 | 2 1/2" - LPC-1217 - AG1B | D358 | 2 1/2" |  | CS |  | 1
1303 | 3" - LPC-6252 - AG1B | D359 | 3" | GV1 | CS |  | 1
1304 | 2" - LPC-5252 - AG1B | D360 | 2" | GV2 | CS |  | 1
1305 | 2" - LPC-5352 - AG1B | D361 | 2" |  | CS |  | 1
1306 | 2" - LPC-9852-2 - AG1B | D362 | 2" |  | CS |  | 1
1307 | 2 1/2" - LPC-6352-2 - AG1B | D363 | 2 1/2" |  | CS |  | 1
1308 | 5" - LPC-1657 - AG1B | D364 | 5" | GV1,GLV1 | CS |  | 1
1309 | 4" - LPS-1216-1 - AG1B | D373 | 4" |  | CS
1310 | 10" - LPS-1656 - AG1B | D374 | 10" |  | CS
8''
3/4''
1311 | 3" - LPS-2253-1 - AS1A | D377 | 3" |  | A312-TP304
1312 | 2" - LPS-2555 - AG1B | D378 | 2" |  | CS
|  |  | 3/4'' | GV2 |  |  | 1
1313 | 2" - LPS-3158 - AG1B | D379 | 2" | GV1 | CS |  | 1
1314 | 4" - LPS-5251 - AG1B | D380 | 4" | GV1 | CS |  | 1
1315 | 4" - LPS-5351 - AG1B | D381 | 4" |  | CS
1316 | 2 1/2" - LPS-5551 - AG1B | D382 | 2 1/2" | GV1 | CS |  | 1
1317 | 6" - LPS-6251 - AG1B | D383 | 6" | GV1 | CS |  | 1
1318 | 5" - LPS-6351-1 - AG1B | D384 | 5" |  | CS
1319 | 4" - LPS-9203 - AG1B | D385 | 4" |  | CS
1320 | 2" - LPS-9263 - AG1B | D389 | 2" | GV1 | CS |  | 1
1321 | 5" - LPS-9851-1 - AG1B | D390 | 5" |  | CS
1322 | 3" - LPS-2253-2 - AG1B | D391 | 3" | GV3 | CS |  | 1
1323 | 4" - LPS-1216 - AG1B | D392 | 4" | GV3 | CS |  | 1
1324 | 6" - LPS-6251 - AG1B | D394 | 6" | GV3 | CS |  | 1
1325 | 2 1/2" - LPS-5551-2 - AG1B | D395 | 2 1/2" | GV1 | CS |  | 1
1326 | 4" - LPS-5251 - AG1B | D396 | 4" |  | CS
1327 | 4" - LPS-5351 - AG1B | D397 | 4" |  | CS
1328 | 10" - LPS-1656 - AG1B | D398 | 10" |  | CS
1329 | 2" - LPS-3158 - AG1B | D399 | 2" |  | CS
|  |  | 1/2'' | GV3 |  |  | 1
1330 | 5" - LPS-9851-2 - AG1B | D400 | 5" |  | CS
1331 | 5" - LPS-6351-2 - AG1B | D401 | 5" | GV1 | CS |  | 1
1332 | 5" - MPC-1431 - AG1B | D412 | 5" |  | CS
|  |  | 4'' | GV3 |  |  | 1
|  |  | 3/4'' | GV3 |  |  | 1
1333 | 2" - MPC-3252-1 - BG4A | D413 | 2" |  | CS |  | 1
1334 | 2 1/2" - MPC-4155 - BG4A | D414 | 2 1/2" |  | CS |  | 1
1335 | 1 1/2" - MPC-4252-1 - AG1B | D415 | 1 1/2" |  | CS |  | 1
1336 | 2" - MPC-4352-1 - BG4A | D416 | 2" | GV1 | CS |  | 1
1337 | 10" - MPC-9220 - AG1B | D419 | 10" |  | CS |  | 1
1338 | 4" - MPC-9223 - AG1B | D422 | 4" | GV1 | CS |  | 1
1339 | 3" - MPC-3252-2 - AG1B | D424 | 3" | GV2 | CS |  | 1
1340 | 3" - MPC-4352-2 - AG1B | D425 | 3" | GV2 | CS |  | 1
1341 | 2 1/2" - MPC-4252-2 - AG1B | D426 | 2 1/2" | GV1 | CS |  | 1
1342 | 4" - MPS-1152 - BG4A | D439 | 4" |  | CS
1343 | 8" - MPS-1430 - BG4A | D440 | 8" |  | CS |  | 1
3/4''
1/2''
1344 | 5" - MPS-3251-2 - BG4A | D441 | 5" |  | CS
1345 | 5" - MPC-4153-1 - BG4A | D442 | 5" |  | CS
1346 | 3" - MPS-4154 - BG4A | D443 | 3" |  | CS
1347 | 4" - MPS-4251-1 - BG4A | D444 | 4" | GV2 | CS |  | 1
|  |  | 3" | GLV1
|  |  | 3/4" | GV1
1348 | 5" - MPS-4351-1 - BG4A | D445 | 5" |  | CS
1349 | 2" - MPS-4451-1 - BG4A | D446 | 2" | GV1 | CS |  | 1
1350 | 2 1/2" - MPS-4551-1 - BG4A | D447 | 2 1/2" | GV2 | CS |  | 1
1351 | 3" - MPS-5153 - BG4A | D449 | 3" | GV1 | CS |  | 1
1352 | 2" - MPS-5154-1 - BG4A | p450 | 2" | GV2 | CS |  | 1
1353 | 3" - MPS-6155 - BG4A | D451 | 3" | GV2 | CS |  | 1
1354 | 2" - MPS-6156 - BG4A | D452 | 2" | GV1 | CS |  | 1
1355 | 6" - MPS-9213 - BG4A | D456 | 6" |  | CS |  | 1
1356 | 2" - MPS-9215 - BG4A | D458 | 2" |  | CS |  | 1
1357 | 5" - MPS-3251-1 - BG4A | D460 | 5" |  | CS |  | 1
1358 | 5" - MPS-4351-2 - BG4A | D461 | 5" |  | CS |  | 1
1359 | 4" - MPS-4251-2 - BG4A | D462 | 4" | GV3 | CS |  | 1
1360 | 5" - MPS-4153-2 - BG4A | D463 | 5" | GV1 | CS |  | 1
1361 | 2 1/2" - MPS-4551-2 - BG4A | D464 | 2 1/2" |  | CS
1362 | 2" - MPS-4451-2 - BG4A | D465 | 2" | GV3 | CS |  | 1
1363 | 2" - MPS-5154-2 - BG4A | D466 | 2" | GV1 | CS |  | 1
1364 | 2" - NGB-1435 - ASIA | D481 | 2" |  | A312-TP304
1365 | 3" - NGB-9970 - AG1A | D483 | 3" |  | CS |  | 1
1366 | 3" - NGB-9970 - AG1A | D485 | 3" |  | CS |  | 1
1367 | 3" - NGB-9970 - AG1A | D486 | 3" |  | CS |  | 1
1368 | 2" - NGS-9961 - AG1A | D499 | 2" |  | CS
1369 | 8" - P-1101 - BS1A | D511 | 8" |  | A312-TP304
1370 | 5" - P-1102 - BS1A | D512 | 5" |  | A312-TP304
1371 | 6" - P-1103 - BS1A | D513 | 6" |  | A312-TP304
1372 | 6" - P-1104 - BS1A | D514 | 6" |  | A312-TP304
1373 | 2" - P-1105 - BS1A | D515 | 2" |  | A312-TP304
1374 | 4" - P-1106 - BS1A | D516 | 4" | GV2 | A312-TP304 |  | 1
1375 | 4" - P-1107 - BS1A | D517 | 4" |  | A312-TP304
1376 | 4" - P-1108 - BS1A | D518 | 4" |  | A312-TP304
1377 | 2 1/2" - P-1109 - BS1A | D519 | 2 1/2" |  | A312-TP304
1378 | 4" - P-1111 - BS1A | D520 | 4" |  | A312-TP304
1379 | 8" - P-1112 - BS1A | D521 | 8" |  | A312-TP304
1380 | 2 1/2" - P-1130 - AS1A | D522 | 2 1/2" |  | A312-TP304
3/4''
1/2''
1381 | 4" - P-1202 - BS1A | D525 | 4" |  | A312-TP304
3/4''
1382 | 6" - P-1203 - BS1A | D526 | 6" |  | A312-TP304
1383 | 6" - P-1301 - BS1A | D528 | 6" |  | A312-TP304
1384 | 6" - P-1302 - BS1A | D529 | 6" | GV2 | A312-TP304 |  | 1
1385 | 2" - P-1303 - AS1A | D530 | 2" | GV1 | A312-TP304 |  | 1
1 1/2''
|  |  | 3/4'' | GV2 |  |  | 1
1386 | 8" - P-1401-1 - AS1A | D533 | 8" |  | A312-TP304
1387 | 20" - P-1402 - AS1A | D534 | 20" |  | A312-TP304
1388 | 6" - P-1403 - AS1A | D535 | 6" |  | A312-TP304
1389 | 4" - P-1404 - AS1A | D536 | 4" |  | A312-TP304
|  |  | 3/4'' | GV1 |  |  | 1
1390 | 2 1/2" - P-1405 - AS1A | D537 | 2 1/2" | GV1 | A312-TP304 |  | 1
|  |  | 3/4'' | GV2 |  |  | 1
|  |  | 1/2'' | GV1 |  |  | 1
1391 | 2 1/2" - P-1406-1 - AS1A | D538 | 2 1/2" | GV1 | A312-TP304 |  | 1
1392 | 2 1/2" - P-1407 - AS1A | D539 | 2 1/2" |  | A312-TP304
|  |  |  | GV2 |  |  | 1
1393 | 8" - P-1408 - AS1A | D540 | 8" | GV1 | A312-TP304 |  | 1
1394 | 3" - P-1409 - AS1A | D541 | 3" | GV1 | A312-TP304 |  | 1
1395 | 2" - P-1410 - AS1A | D542 | 2" | GV3 | A312-TP304 |  | 1
1396 | 12" - P-1411 - AS1A | D543 | 12" | GV1 | A312-TP304 |  | 1
1397 | 6" - P-1412-1 - AS1A | D544 | 6" |  | A312-TP304
1398 | 2 1/2" - P-1414 - AS1A | D545 | 2 1/2" |  | A312-TP304
1399 | 2 1/2" - P-1415 - AS1A | D546 | 2 1/2" |  | A312-TP304
1400 | 6" - P-1418-1 - BS1A | D547 | 6" | GV1 | A312-TP304 |  | 1
1401 | 4" - P-1420 - BS1A | D549 | 4" | GV1 | A312-TP304 |  | 1
1402 | 3" - P-1426 - AS1A | D551 | 3" | GV2 | A312-TP304 |  | 1
1403 | 2 1/2" - P-1428 - AS1A | D553 | 2 1/2" |  | A312-TP304
1404 | 6" - P-1501 - AS1A | D555 | 6" | GV1 | A312-TP304 |  | 1
1405 | 3" - P-1503 - AS1A | D557 | 3" |  | A312-TP304 |  | 1
1406 | 2 1/2" - P-1507 - AS1A | D559 | 2 1/2" | GV1 | A312-TP304 |  | 1
1407 | 2 1/2" - P-1601 - AS1A | D562 | 2 1/2" |  | A312-TP304
1408 | 24" - P-1603 - AS1A | D564 | 24" |  | A312-TP304
1409 | 16" - P-1605 - AS1A | D566 | 16" | GV3 | A312-TP304 |  | 1
1410 | 2" - P-1606 - AS1A | D567 | 2" | GV1 | A312-TP304 |  | 1
1411 | 2" - P-1607 - AS1A | D568 | 2" |  | A312-TP304 |  | 1
1412 | 2" - P-1610 - AS1A | D569 | 2" |  | A312-TP304
1413 | 6" - P-1612 - AS1A | D571 | 6" |  | A312-TP304
1414 | 5" - P-1613-1 - AS1A | D572 | 5" |  | A312-TP304 |  | 1
1415 | 5" - P-1614-1 - AS1A | D573 | 5" | GV2 | A312-TP304 |  | 1
1416 | 14" - P-1615 - AS1A | D574 | 14" | GV1 | A312-TP304 |  | 1
1417 | 8" - P-1616 - AS1A | D575 | 8" |  | A312-TP304
1418 | 8" - P-1617-1 - AS1A | D576 | 8" |  | A312-TP304
1419 | 4" - P-1618 - AS1A | D577 | 4" |  | A312-TP304
1420 | 2" - P-1619 - AS1A | D578 | 2" |  | A312-TP304
1421 | 20" - P-1620 - AS1A | D579 | 20" | GV1 | A312-TP304 |  | 1
1422 | 6" - P-1621 - AS1A | D580 | 6" | GV2 | A312-TP304 |  | 1
1423 | 8" - P-1622 - AS1A | D581 | 8" | GV2 | A312-TP304 |  | 1
1424 | 6" - P-1625 - AS1A | D582 | 6" |  | A312-TP304
1425 | 4" - P-1626 - AS1A | D583-1 | 4" | GV1 | A312-TP304 |  | 1
1426 | 4" - P-1626 - AS1A | D583-2 | 4" | GV1 | A312-TP304 |  | 1
1427 | 2" - P-1629 - AS1A | D584 | 2" |  | A312-TP304
1428 | 6" - P-1631 - AS1A | D585 | 6" | GV1 | A312-TP304 |  | 1
1429 | 2 1/2" - P-1633 - AS1A | D586 | 2 1/2" |  | A312-TP304
1430 | 3" - P-1636 - AS1A | D587 | 3" |  | A312-TP304 |  | 1
1431 | 2 1/2" - P-1638 - AS1A | D588 | 2 1/2" | GV1 | A312-TP304 |  | 1
1432 | 2" - P-1640 - AS1A | D590 | 2" |  | A312-TP304
1433 | 2 1/2" - P-1643 - AS1A | D591 | 2 1/2" | GV1 | A312-TP304 |  | 1
1434 | 2" - P-1646 - AS1A | D592 | 2" | GV1 | A312-TP304 |  | 1
1435 | 6" - P-2101 - AS1B | D593 | 6" | GV4 | A312-TP304 |  | 1
1436 | 3" - P-2102 - AS1B | D594 | 3" |  | A312-TP304
1437 | 3" - P-2103 - AS1B | D595 | 3" |  | A312-TP304
1438 | 4" - P-2108 - AS1B | D596 | 4" |  | A312-TP304 |  | 1
1439 | 2" - P-2111 - AS1B | D598 | 2" |  | A312-TP304
1440 | 2 1/2" - P-2120 - AS1A | D599 | 2 1/2" |  | A312-TP304
1441 | 2" - P-2131 - AS1A | D602 | 2" |  | A312-TP304
1442 | 2" - P-2132 - AS1A | D603 | 2" |  | A312-TP304
1443 | 5" - P-2201 - AS1B | D604 | 5" |  | A312-TP304 |  | 1
1444 | 3" - P-2202-1 - AS1B | D605 | 3" |  | A312-TP304
1445 | 3" - P-2203 - AS1B | D606 | 3" | GV3 | A312-TP304 |  | 1
1446 | 3" - P-2207 - AS1B | D607 | 3" |  | A312-TP304 |  | 1
1447 | 16" - P-2209 - AS1B | D608 | 16" |  | A312-TP304
1448 | 6" - P-2211 - AS1B | D610 | 6" |  | A312-TP304
1449 | 3" - P-2221-1 - AG1D | D611 | 3" |  | CS
1450 | 3" - P-2402 - AS1A | D612 | 3" |  | A312-TP304
1451 | 3" - P-2407 - AS1A | D613 | 3" |  | A312-TP304 |  | 1
1452 | 2" - P-2504 - AS1A | D615 | 2" |  | A312-TP304 |  | 1
1453 | 2" - P-2505 - AS1A | D616 | 2" |  | A312-TP304
1454 | 2" - P-2506 - AS1A | D617 | 2" | GV1 | A312-TP304 |  | 1
1455 | 3" - P-2508 - AS1A | D618 | 3" | GV1 | A312-TP304 |  | 1
1456 | 4" - P-3101 - AS1A | D620 | 4" | GV1 | A312-TP304 |  | 1
1457 | 3" - P-3102 - AS1A | D621 | 3" |  | A312-TP304
1458 | 3" - P-3103 - AS1A | D622 | 3" |  | A312-TP304
1459 | 3" - P-3105 - AS1A | D623 | 3" |  | A312-TP304
1460 | 3" - P-3109 - AS1A | D626 | 3" |  | A312-TP304
1461 | 3" - P-3110 - AS1A | D627 | 3" |  | A312-TP304
1462 | 6" - P-3113 - AS1A | D628 | 6" |  | A312-TP304 |  | 1
1463 | 6" - P-3114 - AS1A | D629 | 6" | GV2 | A312-TP304 |  | 1
1464 | 2" - P-3115 - AS1A | D630 | 2" |  | A312-TP304 |  | 1
1465 | 6" - P-3202-1 - AS1B | D633 | 6" |  | A312-TP304 |  | 1
1466 | 6" - P-3203 - AS1B | D634 | 6" | GV1 | A312-TP304 |  | 1
1467 | 4" - P-3205-1 - AS1B | D636 | 4" |  | A312-TP304 |  | 1
1468 | 24" - P-3207 - AS1B | D637 | 24" |  | A312-TP304 |  | 1
1469 | 4" - P-3208 - AS1B | D638 | 4" |  | A312-TP304
1470 | 3" - P-3213 - AS1B | D641 | 3" |  | A312-TP304
1471 | 3" - P-3219 - AS1A | D642 | 3" |  | A312-TP304
1472 | 2" - P-3220 - AS1A | D643 | 2" | GV1 | A312-TP304 |  | 1
1473 | 6" - P-4101-1 - AS1A | D645 | 6" |  | A312-TP304
1474 | 4" - P-4102-1 - DS1A | D646 | 4" |  | A312-TP304
1475 | 2" - P-4103-1 - DS1A | D647 | 2" |  | A312-TP304
1476 | 4" - P-4104-1 - DS1A | D648 | 4" |  | A312-TP304 |  | 1
1477 | 6" - P-4107-1 - AS1A | D649 | 6" |  | A312-TP304 |  | 1
1478 | 10" - P-4108-1 - AG1B | D650 | 10" | GV1 | A312-TP304 |  | 1
|  |  | 3/4' | GV1 | A312-TP304
1479 | 2" - P-4120-1 - AS1A | D652 | 2" | GV1 | A312-TP304 |  | 1
1480 | 2" - P-4122 - AS1A | D653 | 2" | GV2 | A312-TP304 |  | 1
1481 | 4" - P-4125-1 - AS1B | D654 | 4" | GV1 | A312-TP304 |  | 1
1482 | 5" - P-4126 - AS1A | D655 | 5" |  | A312-TP304
1483 | 5" - P-4127 - AS1A | D656 | 5" |  | A312-TP304
1484 | 5" - P-4129 - AS1A | D657 | 5" |  | A312-TP304
1485 | 5" - P-4132 - AG1C | D659 | 5" |  | CS
1486 | 3" - P-4133 - AG1C | D660 | 3" |  | CS |  | 1
1487 | 4" - P-4134 - AG1C | D661 | 4" |  | CS |  | 1
1488 | 5" - P-4136 - AS1A | D663 | 5" |  | A312-TP304
1489 | 2" - P-4137 - AS1A | D664 | 2" | GV1 | A312-TP304 |  | 1
1490 | 6" - P-4202-1 - AS1B | D666 | 6" |  | A312-TP304
1491 | 3" - P-4203-1 - AS1B | D667 | 3" | GV1 | A312-TP304 |  | 1
1492 | 2" - P-4204-1 - AS1B | D668 | 2" |  | A312-TP304
1493 | 14" - P-4206-1 - AS1B | D669 | 14" |  | A312-TP304
1494 | 2 1/2" - P-4207 - AS1B | D670 | 2 1/2" |  | A312-TP304
1495 | 3" - P-4208 - AS1B | D671 | 3" | GV2 | A312-TP304 |  | 1
1496 | 2 1/2" - P-4209 - AG1D | D672 | 2 1/2" | GV2 | CS |  | 1
1497 | 2" - P-4212-1 - AS1B | D673 | 2" | GV2 | A312-TP304 |  | 1
1498 | 8" - P-4220-1 - AS1B | D674 | 8" |  | A312-TP304 |  | 1
1499 | 6" - P-4301 - AS1B | D675 | 6" |  | A312-TP304 |  | 1
1500 | 5" - P-4302-1 - AS1B | D676 | 5" |  | A312-TP304 |  | 1
1501 | 2 1/2" - P-4305-1 - AS1B | D678 | 2 1/2" |  | A312-TP304 |  | 1
1502 | 24" - P-4306 - AS1B | D679 | 24" |  | A312-TP304 |  | 1
1503 | 5" - P-4307 - AS1B | D680 | 5" |  | A312-TP304 |  | 1
1504 | 2" - P-4308-1 - AG1D | D681 | 2" | GV3 | CS |  | 1
|  |  | 5" | GV2 | CS
1505 | 4" - P-4310 - AS1B | D682 | 4" |  | A312-TP304
1506 | 3" - P-4311-3 - AS1B | D683 | 3" |  | A312-TP304
1507 | 2" - P-4312 - AS1B | D684 | 2" |  | A312-TP304
1508 | 3" - P-4315 - AS1A | D687 | 3" |  | A312-TP304
1509 | 3" - P-4401 - AS1B | D688 | 3" |  | A312-TP304
1510 | 10" - P-4405 - AS1B | D689 | 10" | GV3 | A312-TP304 |  | 1
1511 | 2 1/2" - P-4406-1 - AS1B | D690 | 2 1/2" | GV1 | A312-TP304 |  | 1
1512 | 2" - P-4410 - AS1B | D691 | 2" | GV2 | A312-TP304 |  | 1
1513 | 3" - P-4501 - AS1B | D692 | 3" | GV1 | A312-TP304 |  | 1
1514 | 8" - P-4505 - AS1B | D694 | 8" |  | A312-TP304
1515 | 4" - P-5101-1 - AS1A | D695 | 4" |  | A312-TP304 |  | 1
1516 | 3" - P-5102-1 - DS1A | D696 | 3" |  | A312-TP304 |  | 1
1517 | 3" - P-5108-1 - DS1A | D697 | 3" |  | A312-TP304
1518 | 2 1/2" - P-5111-1 - ASIA | D698 | 2 1/2" | GV1 | A312-TP304 |  | 1
1519 | 8" - P-5112 - AG1B | D699 | 8" | GV1 | CS |  | 1
1520 | 2" - P-5117 - AS1A | D700 | 2" | GV1 | A312-TP304 |  | 1
1521 | 3" - P-5118-1 - AS1A | D701 | 3" |  | A312-TP304
1522 | 3" - P-5121-1 - AS1A | D702 | 3" | GV1 | A312-TP304 |  | 1
1523 | 2" - P-5125 - AG1C | D704 | 2" |  | CS |  | 1
1524 | 4" - P-5201 - AS1A | D705 | 4" |  | A312-TP304 |  | 1
1525 | 2" - P-5202 - AS1A | D706 | 2" |  | A312-TP304 |  | 1
1526 | 8" - P-5206 - AS1A | D707 | 8" |  | A312-TP304 |  | 1
1527 | 2 1/2" - P-5209-1 - AS1A | D709 | 2 1/2" |  | A312-TP304 |  | 1
1528 | 2" - P-5212 - AS1A | D710 | 2" |  | A312-TP304 |  | 1
1529 | 4" - P-5301 - AS1A | D711 | 4" |  | A312-TP304 |  | 1
1530 | 10" - P-5308 - AS1A | D712 | 10" |  | A312-TP304 |  | 1
1531 | 2 1/2" - P-5310 - AS1A | D713 | 2 1/2" |  | A312-TP304 |  | 1
1532 | 2 1/2" - P-5312-1 - AS1A | D714 | 2 1/2" | GV2 | A312-TP304 |  | 1
1533 | 2" - P-5401 - AS1A | D715 | 2" |  | A312-TP304
1534 | 4" - P-5405 - AS1A | D716 | 4" |  | A312-TP304
1535 | 3" - P-5501 - AS1A | D717 | 3" |  | A312-TP304
1536 | 4" - P-5505 - AS1A | D718 | 4" | GV2 | A312-TP304 |  | 1
1537 | 3" - P-6101 - AS1A | D719 | 3" | GV1 | A312-TP304 |  | 1
1538 | 2 1/2" - P-6102-1 - DS1A | D720 | 2 1/2" |  | A312-TP304 |  | 1
1539 | 3" - P-6108-1 - DS1A | D722 | 3" |  | A312-TP304 |  | 1
1540 | 3" - P-6111-1 - AS1A | D723 | 3" |  | A312-TP304 |  | 1
1541 | 8" - P-6112 - AG1B | D724 | 8" |  | CS
1542 | 5" - P-6114 - AS1A | D725 | 5" |  | A312-TP304
1543 | 3" - P-6117 - AG1.C | D726 | 3" |  | CS
1544 | 2 1/2" - P-6120 - AG1C | D729 | 2 1/2" |  | CS
1545 | 4" - P-6201 - AS1A | D730 | 4" |  | A312-TP304
1546 | 3" - P-6202 - AS1A | D731 | 3" | GV2 | A312-TP304 |  | 1
1547 | 2 1/2" - P-6205 - AS1A | D733 | 2 1/2" | GV1 | A312-TP304 |  | 1
1548 | 2 1/2" - P-6206 - AS1A | D734 | 2 1/2" |  | A312-TP304
1549 | 14" - P-6208 - AS1A | D735 | 14" |  | A312-TP304 |  | 1
1550 | 3" - P-6211 - AS1A | D737 | 3" |  | A312-TP304
1551 | 3" - P-6214-1 - AS1A | D738 | 3" | GV3 | A312-TP304 |  | 1
1552 | 2" - P-6215-1 - AS1A | D739 | 2" | GV2 | A312-TP304 |  | 1
1553 | 6" - P-6219 - AS1A | D740 | 6" | GV2 | A312-TP304 |  | 1
1554 | 3" - P-6301 - AS1A | D741 | 3" |  | A312-TP304
1555 | 10" - P-6307 - AS1A | D743 | 10" |  | A312-TP304
1556 | 3" - P-6310 - AS1A | D744 | 3" | GV2 | A312-TP304 |  | 1
1557 | 2 1/2" - P-6313-1 - AS1A | D745 | 2 1/2" | GV1 | A312-TP304 |  | 1
1558 | 2" - P-6401 - AS1A | D747 | 2" | GV2 | A312-TP304 |  | 1
1559 | 4" - P-6406 - AS1A | D748 | 4" |  | A312-TP304
1560 | 2" - P-9604 - AS1C | D752 | 2" |  | A312-TP304
1561 | 2" - P-9606 - AG1C | D753 | 2" |  | CS
1562 | 2" - P-9612 - AG1C | D755 | 2" |  | CS
1563 | 2" - P-9701 - AG1C | D758 | 2" |  | CS
1564 | 2 1/2" - P-9706 - AG1C | D759 | 2 1/2" |  | CS
1565 | 2" - P-9801 - AS1A | D760 | 2" |  | A312-TP304
1566 | 8" - P-9804 - AS1A | D761 | 8" |  | A312-TP304
1567 | 2 1/2" - P-9813 - AG1C | D763 | 2 1/2" |  | CS
1568 | 4" - P-9814 - AS1A | D764 | 4" |  | A312-TP304
1569 | 3" - P-9815 - AS1A | D765 | 3" |  | A312-TP304
1570 | 6" - P-1401-2 - AS1A | D767 | 6" |  | A312-TP304
1571 | 20" - P-1402 - AS1A | D768 | 20" |  | A312-TP304
1572 | 2 1/2" - P-1406 - AS1A | D769 | 2 1/2" |  | A312-TP304
1573 | 6" - P-4101-2 - AS1A | D771 | 6" |  | A312-TP304
1574 | 3" - P-2202-2 - AS1B | D772 | 3" |  | A312-TP304
1575 | 2 1/2" - P-1602 - AS1A | D775 | 2 1/2" |  | A312-TP304
1576 | 3" - P-1406 - AS1A | D779 | 3" |  | A312-TP304
1577 | 2 1/2" - P-1406 - AS1A | D782 | 2 1/2" |  | A312-TP304
1578 | 14" - P-1615 - AS1A | D784 | 14" |  | A312-TP304
1579 | 20" - P-1620 - AS1A | D785 | 20" |  | A312-TP304
1580 | 2 1/2" - P-1638 - AS1A | D786 | 2 1/2" |  | A312-TP304
1581 | 20" - P-1620 - AS1A | D787 | 20" |  | A312-TP304
1582 | 20" - P-1620 - AS1A | D788 | 20" |  | A312-TP304
1583 | 8" - P-1616 - AS1A | D790 | 8" |  | A312-TP304
1584 | 6" - P-1621 - AS1A | D791 | 6" |  | A312-TP304
1585 | 6" - P-1625 - AS1A | D792 | 6" |  | A312-TP304
1586 | 4" - P-1626 - AS1A | D793 | 4" |  | A312-TP304
1587 | 4" - P-1626 - AS1A | D794 | 4" |  | A312-TP304
1588 | 2 1/2" - P-1638 - AS1A | D797 | 2 1/2" |  | A312-TP304
1589 | 2 1/2" - P-1638 - AS1A | D798 | 2 1/2" |  | A312-TP304
1590 | 2 1/2" - P-1638 - AS1A | D799 | 2 1/2" |  | A312-TP304
1591 | 4" - P-3101 - AS1A | D801 | 4" |  | A312-TP304
1592 | 2" - P-4212 - AS1B | D802 | 2" |  | A312-TP304
1593 | 2" - P-4212 - AS1B | D803 | 2" |  | A312-TP304
1594 | 4" - P-4310 - AS1B | D804 | 4" |  | A312-TP304
1595 | 2" - P-4410 - AS1B | D805 | 2" |  | A312-TP304
1596 | 2" - P-4510 - AS1B | D806 | 2" |  | A312-TP304
1597 | 20" - P-1423 - AS1A | D808 | 20" | GV3 | A312-TP304 |  | 1
1598 | 20" - P-1402 - AS1A | D809 | 20" | GV2 | A312-TP304 |  | 1
1599 | 20" - P-1402 - AS1A | D810 | 20" |  | A312-TP304 |  | 1
1600 | 3" - P-3102 - AS1A | D811 | 3" |  | A312-TP304
1601 | 3" - P-3102 - AS1A | D812 | 3" |  | A312-TP304
1602 | 3" - P-3103 - AS1A | D813 | 3" |  | A312-TP304
1603 | 3" - P-3103 - AS1A | D814 | 3" |  | A312-TP304 |  | 1
1604 | 3" - P-3103 - AS1A | D815 | 3" |  | A312-TP304 |  | 1
1605 | 4" - P-3109 - AS1A | D817 | 4" |  | A312-TP304
1606 | 2" - P-5117-2 - AS1A | D818 | 2" | GV2 | A312-TP304 |  | 1
1607 | 2" - P-5212-2 - AS1A | D819 | 2" | GV1 | A312-TP304 |  | 1
1608 | 3" - P-6202 - AS1A | D820 | 3" | GV2 | A312-TP304 |  | 1
1609 | 3" - P-3208 - AS1B | D821 | 3" |  | A312-TP304 |  | 1
1610 | 4" - P-3208-4 - AS1B | D822 | 4" |  | A312-TP304
1611 | 4" - P-3210 - AS1B | D824 | 4" |  | A312-TP304 |  | 1
1612 | 5" - P-4126-2 - AS1A | D825 | 5" |  | A312-TP304 |  | 1
1613 | 5" - P-4129 - AS1A | D826 | 5" |  | A312-TP304
1614 | 2" - P-4312 - AS1B | D827 | 2" |  | A312-TP304 |  | 1
1615 | 2" - P-4312 - AS1B | D828 | 2" |  | A312-TP304 |  | 1
1616 | 2" - P-4312-4 - AS1B | D829 | 2" |  | A312-TP304 |  | 1
1617 | 3" - P-3213 - AS1A | D830 | 3" |  | A312-TP304
1618 | 3" - P-9618 - AG1C | D832 | 3" |  | CS |  | 1
1619 | 2 1/2" - P-1405 - AS1A | D833 | 2 1/2" |  | A312-TP304
1620 | 2 1/2" - P-1601 - AS1A | D835 | 2 1/2" |  | A312-TP304
1621 | 2" - P-1608 - AS1A | D837 | 2" | GV2 | A312-TP304 |  | 1
1622 | 4" - P-4133 - AG1C | D839 | 4" |  | CS
1623 | 2 1/2" - P-6205-3 - AS1A | D841 | 2 1/2" |  | A312-TP304
1624 | 3" - P-1132 - AS1A | D842 | 3" | GV2 | A312-TP304 |  | 1
1625 | 3" - P-9605 - AG1C | D843 | 3" |  | CS |  | 1
1626 | 3" - P-2125 - AS1A | D844 | 3" | GV1 | A312-TP304 |  | 1
1627 | 4" - P-4131 - AG1C | D845 | 4" |  | CS |  | 1
1628 | 2" - P-6116 - AG1C | D846 | 2" |  | CS |  | 1
1629 | 2" - P-2521 - AS1A | D847 | 2" |  | A312-TP304 |  | 1
1630 | 2" - P-5124 - AG1C | D848 | 2" |  | CS
1631 | 2" - P-6215 - AS1A | D850 | 2" |  | A312-TP304
1632 | 2" - P-6215-3 - AS1A | D851 | 2" | GV1 | A312-TP304 |  | 1
1633 | 2" - P-6215-4 - AS1A | D852 | 2" | GV2 | A312-TP304 |  | 1
1634 | 2" - P-6215-5 - AS1A | D853 | 2" | GV1 | A312-TP304 |  | 1
1635 | 2" - P-6215-6 - AS1A | D854 | 2" |  | A312-TP304
1636 | 3" - P-6101 - AS1A | D855 | 3" |  | A312-TP304 |  | 1
1637 | 2 1/2" - P-6102-2 - DS1A | D856 | 2 1/2" | GV1 | A312-TP304 |  | 1
1638 | 2 1/2" - P-6102-3 - DS1A | D857 | 2 1/2" | GV1 | A312-TP304 |  | 1
1639 | 2 1/2" - P-6102-4 - AS1A | D858 | 2 1/2" | GV1 | A312-TP304 |  | 1
1640 | 3" - P-4203-2 - AS1A | D859 | 3" |  | A312-TP304
1641 | 3" - P-4203-3 - AS1A | D860 | 3" |  | A312-TP304
1642 | 3" - P-4203-4 - AS1B | D861 | 3" |  | A312-TP304
1643 | 6" - P-4203 - AS1B | D862 | 6" |  | A312-TP304 |  | 1
1644 | 6" - P-3202 - AS1B | D863 | 6" |  | A312-TP304
1645 | 6" - P-3202 - AS1B | D864 | 6" |  | A312-TP304
1646 | 2 1/2" - P-6114-2 - AS1A | D865 | 2 1/2" |  | A312-TP304
1647 | 2" - P-6203 - AS1A | D867 | 2" |  | A312-TP304
1648 | 2" - P-9604 - AG1C | D870 | 2" |  | CS
1649 | 2 1/2" - P-1109 - BS1A | D872 | 2 1/2" |  | A312-TP304
1650 | 4" - P-1106 - BS1A | D873 | 4" |  | A312-TP304
1651 | 8" - P-1622 - AS1A | D874 | 8" |  | A312-TP304
1652 | 10" - P-1612 - AS1A | D875 | 10" |  | A312-TP304
1653 | 6" - P-1631 - AS1A | D876 | 6" | GV2 | A312-TP304 |  | 1
1654 | 3" - P-3219 - AS1A | D877 | 3" |  | A312-TP304 |  | 1
1655 | 2" - P-3220 - AS1A | D878 | 2" |  | A312-TP304 |  | 1
1656 | 2" - P-3220-3 - AS1A | D879 | 2" | GV2 | A312-TP304 |  | 1
1657 | 2 1/2" - P-9813 - AG1C | D880 | 2 1/2" |  | CS |  | 1
1658 | 8" - P-4220-2 - AS1B | D881 | 8" |  | A312-TP304
1659 | 4" - P-3205-2 - AS1B | D882 | 4" |  | A312-TP304 |  | 1
1660 | 2" - P-3320-1 - AS1B | D883 | 2" |  | A312-TP304
1661 | 4" - P-4104-2 - DS1A | D885 | 4" |  | A312-TP304
1662 | 2" - P-9701 - AG1C | D888 | 2" |  | CS
1663 | 2" - P-9701-1 - AG1C | D889 | 2" |  | CS
1664 | 3" - P-6214-2 - AS1A | D890 | 3" |  | A312-TP304
1665 | 2 1/2" - P-4305-2 - AS1A | D891 | 2 1/2" |  | A312-TP304
1666 | 2 1/2" - P-4305-3 - AS1A | D892 | 2 1/2" |  | A312-TP304
1667 | 2 1/2" - P-4305-4 - AS1A | D893 | 2 1/2" | GV1 | A312-TP304 |  | 1
1668 | 2 1/2" - P-6313-2 - AS1A | D895 | 2 1/2" |  | A312-TP304
1669 | 2" - P-4120-2 - AS1A | D896 | 2" |  | A312-TP304
1670 | 5" - P-4302-2 - AS1B | D897 | 5" |  | A312-TP304
1671 | 4" - P-4202-2 - AS1B | D898 | 4" |  | A312-TP304
1672 | 14" - P-4206-2 - AS1B | D899 | 14" |  | A312-TP304
1673 | 2" - P-4204-2 - AS1B | D900 | 2" |  | A312-TP304 |  | 1
1674 | 3" - P-4311-2 - AS1B | D901 | 3" |  | A312-TP304
1675 | 3" - P-4311-3 - AS1A | D902 | 3" |  | A312-TP304 |  | 1
1676 | 2" - P-1308 - BS1A | D903 | 2" |  | A312-TP304 |  | 1
1677 | 2" - P-4103-2 - AS1A | D904 | 2" | GV1 | A312-TP304 |  | 1
1678 | 2" - P-4103-3 - AS1A | D905 | 2" | GV2 | A312-TP304 |  | 1
1679 | 2" - P-4103-4 - AS1A | D906 | 2" |  | A312-TP304 |  | 1
1680 | 4" - P-4102-2 - DS1A | D907 | 4" |  | A312-TP304
1681 | 4" - P-4102-3 - DS1A | D908 | 4" |  | A312-TP304
1682 | 4" - P-4102-4 - DS1A | D909 | 4" |  | A312-TP304
1683 | 4" - P-4102-5 - DS1A | D910 | 4" |  | A312-TP304
1684 | 4" - P-4102-6 - DS1A | D911 | 4" |  | A312-TP304
1685 | 2" - P-4308-2 - AG1D | D914 | 2" |  | CS
1686 | 2" - P-4308-3 - AG1D | D915 | 2" |  | CS |  | 1
1687 | 2" - PC-0116 - AS1A | D916 | 2" |  | A312-TP304 |  | 1
1688 | 3" - PC-9201 - AG1B | D917 | 3" |  | CS
1689 | 3" - PC-9202 - AG1B | D918 | 3" |  | CS |  | 1
1690 | 6" - PC-9203 - AG1B | D919 | 6" |  | CS
1691 | 4" - PC-9204 - AG1B | D920 | 4" |  | CS |  | 1
1692 | 2" - PC-9205 - AG1B | D921 | 2" | GV2 | CS |  | 1
1693 | 2" - PC-9206 - AG1B | D922 | 2" | GV2 | CS |  | 1
1694 | 4" - PGH-1011 - AS1A | D934 | 4" |  | A312-TP304
1695 | 2" - PGH-1012 - AS1A | D935 | 2" | GV3 | A312-TP304 |  | 1
1696 | 2" - PGH-1014 - AS1A | D937 | 2" |  | A312-TP304
1697 | 3" - PGH-1016 - AG 1C | D939 | 3" |  | CS
1698 | 2" - PGH-1017 - BG3A | D940 | 2" |  | CS
1699 | 4" - PGH-1018 - AG1C | D941 | 4" | GV1 | CS |  | 1
1700 | 6" - PGH-1126 - BS1A | D942 | 6" |  | A312-TP304 |  | 1
1701 | 8" - PGH-1127 - AG1C | D943 | 8" |  | CS |  | 1
1702 | 3" - PGH-1128 - BS1A | D944 | 3" |  | A312-TP304 |  | 1
1703 | 4" - PGH-1212 - AG1C | D945 | 4" |  | CS |  | 1
1704 | 8" - PGH-1213 - AG1C | D946 | 8" |  | CS |  | 1
1705 | 3" - PGH-1218 - BS1A | D947 | 3" |  | A312-TP304
1706 | 4" - PGH-1219 - AG1C | D948 | 4" |  | CS
1707 | 6" - PGH-1311 - AG1C | D949 | 6" |  | CS
1708 | 8" - PGH-1312 - AG1C | D950 | 8" |  | CS
1709 | 8" - PGH-1424 - AG1C | D951 | 8" |  | CS
1710 | 4" - PGH-1509 - AG1C | D952 | 4" |  | CS
1711 | 8" - PGH-1510 - AG1C | D953 | 8" |  | CS
1712 | 3" - PGH-1511 - AG1C | D954 | 3" | GV1 | CS |  | 1
1713 | 4" - PGH-1633 - AS1A | D955 | 4" |  | A312-TP304
1714 | 6" - PGH-2227 - AG1C | D956 | 3/4" | GV1 | CS |  | 1
1715 | 4" - PGH-2309 - AG1C | D957 | 4" |  | CS |  | 1
1716 | 2" - PGH-4113-1 - DG3A | D958 | 2" |  | CS |  | 1
1717 | 6" - PGH-4118-1 - AG1C | D959 | 6" |  | CS |  | 1
1718 | 12" - PGH-4119 - AG1C | D960 | 12" | GV1 | CS |  | 1
1719 | 2" - PGH-4124 - AG1C | D961 | 2" |  | CS |  | 1
1720 | 3" - PGH-4138 - DG3A | D962 | 3" |  | CS
1721 | 2" - PGH-4151 - AG1C | D964 | 2" |  | CS
1722 | 3" - PGH-5110 - AG1C | D965 | 3" |  | CS |  | 1
1723 | 6" - PGH-5116 - AG1C | D966 | 6" |  | CS
1724 | 3" - PGH-5129-1 - AG1C | D967 | 3" | GV2 | CS |  | 1
1725 | 3" - PGH-6121-1 - AG1C | D969 | 3" |  | CS
1726 | 8" - PGH-6122 - AG1C | D970 | 8" |  | CS |  | 1
1727 | 3" - PGH-6123 - AG1C | D971 | 3/4" | GV1 | CS |  | 1
1728 | 18" - PGH-9506 - AG1C | D978 | 18" |  | CS
1729 | 4" - PGH-9621 - AG1C | D980 | 4" |  | CS
1730 | 8" - PGH-9504-3 - ASIA | D982 | 8" |  | A312-TP304
1731 | 16" - PGH-9505-3 - AG1C | D983 | 16" |  | CS
1732 | 8" - PGH-1633 - AG1C | D984 | 8" |  | CS
1733 | 4" - PGH-1018 - AG1C | D985 | 4" |  | CS
1734 | 4" - PGH-1018 - AG1C | D986 | 4" |  | CS
1735 | 6" - PGH-4118-2 - AG1C | D987 | 6" |  | CS
1736 | 3" - PGH-6121-2 - AG1C | D988 | 3" |  | CS
1737 | 3" - PGH-5129-2 - AG1C | D989 | 3" |  | CS
1738 | 6" - PGH-1126 - AG1C | D991 | 6" | GV2 | CS |  | 1
1739 | 6" - PGH-1128 - AG1C | D992 | 6" |  | CS
1740 | 8" - PGH-4113-2 - AG1C | D993 | 8" |  | CS
1741 | 6" - PGH-4150 - AG1C | D994 | 6" |  | CS
1742 | 8" - PGH-1510 - AG1C | D997 | 8" |  | CS
1743 | 2" - HWR-1123 - AG1B | F001 | 2" |  | CS
1744 | 6" - P-1412 - AS1A | F003 | 6" | GV2 | A312-TP304 |  | 1
1745 | 3" - RWR-9431 - AG1A | F005 | 3" |  | CS
1746 | 3" - RWS-9421 - AG1A | F006 | 3" |  | CS
1747 | 3" - 2EH-4314-5 - AG1E | F008 | 3" |  | CS
1748 | 20" - CWR-9421 - AG1A | F011 | 20" |  | CS |  | 1
1749 | 10" - CWR-9462 - AG1A | F012 | 10" |  | CS
1750 | 12" - CWR-9464 - AG1A | F013 | 12" |  | CS
1751 | 2" - CWR-9466 - AG1A | F015 | 2" |  | CS
1752 | 16" - CWS-9452 - AG1A | F017 | 16" |  | CS
1753 | 12" - CWS-9454 - AG1A | F018 | 12" |  | CS
1754 | 2" - CWS-9456 - AG1A | F020 | 2" | GV1 | CS |  | 1
1755 | 2 1/2" - FGS-1512 - AG1C | F021 | 2 1/2" |  | CS
1756 | 10" - GHY-4112 - DG3A | F023 | 10" |  | CS
1757 | 10" - GHY-4116 - DG3A | F024 | 10" |  | CS
1758 | 3" - GHY-4173 - DG3A | F025 | 3" |  | CS
1759 | 5" - GOX-1209 - BG3A | F027 | 5" |  | CS
1760 | 2" - HWS-1119 - AG1B | F028 | 2" |  | CS
1761 | 5" - LPC-9271 - AG1B | F031 | 5" |  | CS
1762 | 4" - LPC-9272 - AG1B | F032 | 4" |  | CS
1763 | 10" - LPS-9262 - AG1B | F039 | 10" |  | CS
1764 | 5" - MPC-1431 - AG1B | F041 | 5" |  | CS
1765 | 6" - MPC-9221 - AG1B | F042 | 6" |  | CS
1766 | 2" - MPC-9222 - AG1B | F043 | 2" |  | CS
1767 | 4" - MPC-9224 - AG1B | F044 | 4" |  | CS
1768 | 3" - MPS-9211 - BG4A | F046 | 3" |  | CS
1769 | 10" - MPS-9212 - BG4A | F047 | 10" |  | CS
1770 | 6" - MPS-9214 - BG4A | F048 | 6" |  | CS
1771 | 2 1/2" - P-1405 - AS1A | F057 | 2 1/2" |  | A312-TP304
1772 | 2 1/2" - P-1407 - AS1A | F058 | 2 1/2" |  | A312-TP304
1773 | 2 1/2" - P-1415 - AS1A | F059 | 2 1/2" |  | A312-TP304
1774 | 4" - P-1419 - AS1A | F061 | 4" |  | A312-TP304
1775 | 2 1/2" - P-1601 - AS1A | F063 | 2 1/2" |  | A312-TP304
1776 | 2" - P-1610 - AS1A | F064 | 2" |  | A312-TP304
1777 | 5" - P-1613 - AS1A | F065 | 5" |  | A312-TP304
1778 | 5" - P-1614 - AS1A | F066 | 5" |  | A312-TP304
1779 | 8" - P-1616 - AS1A | F067 | 8" |  | A312-TP304
1780 | 8" - P-1617 - AS1A | F068 | 8" |  | A312-TP304
1781 | 2" - P-1619 - AS1A | F069 | 2" | GV3 | A312-TP304 |  | 1
1782 | 2 1/2" - P-1638 - AS1A | F071 | 2 1/2" |  | A312-TP304
1783 | 12" - P-4108 - AG1B | F086 | 12" |  | CS
1784 | 5" - P-4130 - AG1C | F087 | 5" |  | CS
1785 | 8" - P-6112 - AG1B | F103 | 8" |  | CS
1786 | 2" - P-9604 - AG1C | F112 | 2" |  | CS
1787 | 2" - P-9701 - AG1C | F116 | 2" |  | CS
1788 | 2 1/2" - P-9813 - AG1C | F119 | 2 1/2" |  | CS
1789 | 8" - PGH-9504 - AS1A | F121 | 8" |  | A312-TP304
1790 | 4" - PPY-1001 - BG3A | F123 | 4" |  | CS
1791 | 4" - PPY-1004 - BG3A | F124 | 4" |  | CS
1792 | 2 1/2" - RWR-9432 - AG1A | F126 | 2 1/2" |  | CS
1793 | 2 1/2" - RWS-9422 - AG1A | F130 | 2 1/2" | GV1 | CS |  | 1
1794 | 2" - WWT-9803 - AG1C | F135 | 2" |  | CS
1795 | 3" - DMW-0172 - AS1A | F137 | 3" |  | A312-TP304
1796 | 3" - GPA-9954 - AG1A | F139 | 3" |  | CS
1797 | 3" - GPA-9953 - AG1A | F141 | 3" |  | CS
1798 | 2" - BBD-0156 - AG1B | F143 | 2" |  | CS
1799 | 2" - PC-0116 - AS1A | F144 | 2" |  | A312-TP304
1800 | 4" - 2EH-7207 - AG1E | F145 | 4" |  | CS
1801 | 4" - FNG-9602 - AG1C | F146 | 4" |  | CS
1802 | 4" - NBA-7227 - AG1E | F148 | 4" | GV3 | CS |  | 1
1803 | 4" - IBA-7237 - AG1E | F149 | 4" |  | CS
1804 | 4" - P-4134 - AG1C | F151 | 4" |  | CS
1805 | 5" - P-4305 - ASIA | F154 | 5" |  | A312-TP304
1806 | 4" - BFW-0173 - BG4A | F155 | 4" |  | CS
1807 | 3" - P-3213 - AS1A | F156 | 3" |  | A312-TP304
1808 | 10" - HWS-1115 - AG1B | F159 | 10" |  | CS
1809 | 3" - PGL-9508 - AG1C | F163 | 3" |  | CS
1810 | 3" - PGL-9507 - AG1C | F165 | 3" |  | CS
1811 | 6" - FWS-9301 - AG1A | F166 | 6" |  | CS
1812 | 3" - GPI-9908 - AG2A | F167 | 3" |  | CS
1813 | 4" - CWR-9464-2 - AG1A | F168 | 4" |  | CS
1814 | 4" - CWS-9454-2 - AG1A | F169 | 4" |  | CS
1815 | 3" - GPA-9952 - AG1A | F171 | 3" | GV3 | CS |  | 1
1816 | 6" - FWS-9301 - AG1A | F172 | 6" | GV1 | CS |  | 1
1817 | 2" - P-1610 - AS1A | F174 | 2" |  | A312-TP304
1818 | 3" - GPI-9905 - AG2A | F175 | 3" | GV2 | CS |  | 1
1819 | 3" - DMW-9303 - AS1A | F177 | 3" | GV1 | A312-TP304 |  | 1
1820 | 4" - BFW-0173 - BG4A | F178 | 4" |  | CS
1821 | 4" - PC-9204 - AG1B | F179 | 4" |  | CS
1822 | 2 1/2" - P-6120 - AG1C | F180 | 2 1/2" |  | CS
1823 | 4" - NBA-7227 - AG1E | F182 | 4" |  | CS
1824 | 4" - IBA-7237 - AG1E | F183 | 4" | GV1 | CS |  | 1
1825 | 4" - FNG-9602 - AG1C | F184 | 4" |  | CS
1826 | 4" - P-4134 - AG1C | F185 | 4" |  | CS
1827 | 5" - P-4130 - AG1C | F186 | 5" |  | CS
1828 | 2" - P-1619 - AS1A | F190 | 2" |  | A312-TP304
1829 | 2 1/2" - P-1407 - AS1A | F191 | 2 1/2" |  | A312-TP304
1830 | 2 1/2" - P-1405 - AS1A | F192 | 2 1/2" |  | A312-TP304
1831 | 4" - 2EH-7207 - AG1E | F193 | 4" |  | CS
1832 | 2" - P-9604 - AG1C | F195 | 2" |  | CS
1833 | 4" - P-8501 - AS1A | F197 | 4" |  | A312-TP304
1834 | 16" - PGH-9505-3 - AG1C | F205 | 16" |  | CS
1835 | 4" - FWS-9305 - AG1A | F206 | 4" |  | CS
1836 | 20" - CWS-9453-2 - AG1A | F208 | 20" |  | CS
1837 | 16" - CWR-9465 - AG1A | F210 | 16" |  | CS
1838 | 2 1/2" - NGS-9951 - AG1A | F211 | 2 1/2" |  | CS
1839 | 2 1/2" - P-6120 - AG1C | F214 | 2 1/2" |  | CS
1840 | 3" - PPY-1012 - BG3A | F215 | 3" |  | CS
1841 | 8" - MPS-9251 - BG4A | F216 | 8" |  | CS
1842 | 8" - PGL-9501 - AG1C | F217 | 8" |  | CS
1843 | 6" - FFW-7519 - AG1A | F218 | 6" |  | CS
1844 | 3" - GPI-9907 - AG2A | F219 | 3" |  | CS
1845 | 2" - GPI-9916 - AG2A | F223 | 2" |  | CS
1846 | 3" - GPI-9911 - AG2A | F224 | 3" |  | CS
1847 | 5" - FGS-9618-1 - AG1C | F225 | 5" |  | CS
1848 | 6" - P-1412 - AS1A | F227 | 6" |  | A312-TP304
1849 | 2" - LPS-9263 - AG1B | F247 | 2" |  | CS
1850 | 6" - LPC-9270 - AG1B | F248 | 6" |  | CS
1851 | 8" - MPC-9220 - AG1B | F249 | 8" |  | CS
1852 | 10" - MPS-9210 - BG4A | F250 | 10" | GV1 | CS |  | 1
1853 | 4" - P-8501 - AS1A | F251 | 4" |  | A312-TP304
1854 | 4" - CWR-9411 - AG1A | F253 | 4" |  | CS
1855 | 3" - DMW-9306 - ASIA | F254 | 3" |  | A312-TP304
1856 | 4" - FWS-9305 - AG1A | F255 | 4" |  | CS
1857 | 2" - LPC-STCH12 - AG1B | F256 | 2" |  | CS
1858 | 6" - LPC-9202 - AG1B | F257 | 6" |  | CS
1859 | 2" - FSW-9305 - AG1A | F259 | 2" |  | CS
1860 | 10" - LPS-9261-3 - AG1B | F260 | 10" | GV1 | CS |  | 1
1861 | 10" - LPS-9262 - AG1B | F261 | 10" |  | CS
1862 | 3" - NGS-9951-2 - AG1A | F262 | 3" |  | CS
1863 | 3" - NGS-9950 - AG1A | F263 | 3" |  | CS
1864 | 3" - NGB-9970 - AG1A | F264 | 3" |  | CS
1865 | 4" - RWS-9420 - AG1A | F406 | 4" |  | CS
1866 | 5" - FGS-9619 - AG1C | F409 | 5" |  | CS
1867 | 4" - RWR-9430 - AG1A | F413 | 4" |  | CS
1868 | 2" - PPY-1009 - BG3A | F415 | 2" |  | CS
1869 | 3" - NGS-9951 - AG1A | F419 | 3" |  | CS
1870 | 3" - PGL-9592 - AG1C | F432 | 3" |  | CS
1871 | 6" - LPS-9269 - AG1B | F433 | 6" | GV1 | CS |  | 1
1872 | 16" - PGH-9505 - AG1C | F434 | 16" | GV3 | CS |  | 1
1873 | 3" - NGS-9951 - AG1A | F500 | 3" |  | CS
1874 | 18" - PGH-9503 - AG1C | F501 | 18" |  | CS
1875 | D-101 | T002
1876 | D-102 | T003
1877 | D-118 | T004
1878 | D-135 | T006
1879 | D-242 | T017
1880 | D-243 | T018
1881 | 2" - D-411 - ASIA | T022 | 2" |  | A312-TP304
1882 | 2" - D-412 - ASIA | T023 | 2" |  | A312-TP304
1883 | 2" - D-416 - DS1A | T024 | 2" |  | A312-TP304
1884 | 2" - D-425 - AS1B | T025 | 2" |  | A312-TP304
1885 | 2" - D-445 - AS1B | T027 | 2" |  | A312-TP304
1886 | 2" - D-455 - ASIA | T028 | 2" |  | A312-TP304
1887 | 2" - D-511 - ASIA | T029 | 2" |  | A312-TP304
1888 | 2" - D-512 - ASIA | T030 | 2" |  | A312-TP304
1889 | 2" - D-525 - ASIA | T031 | 2" |  | A312-TP304
1890 | 2" - D-535 - ASIA | T032 | 2" |  | A312-TP304
1891 | 2" - D-545 - ASIA | T033 | 2" |  | A312-TP304
1892 | 2" - D-555 - ASIA | T034 | 2" |  | A312-TP304
1893 | 2" - D-611 - ASIA | T035 | 2" |  | A312-TP304
1894 | 2" - D-612 - ASIA | T036 | 2" |  | A312-TP304
1895 | 2" - D-625 - ASIA | T037 | 2" |  | A312-TP304
1896 | 2" - D-635 - ASIA | T038 | 2" |  | A312-TP304
1897 | 2" - D-645 - ASIA | T039 | 2" |  | A312-TP304
1898 | 2" - D-951 - AG1C | T048 | 2" |  | CS
1899 | 2" - D-985 - ASIA | T052 | 2" |  | A312-TP304
1900 | 2" - R-410 - DS1A | T102 | 2" |  | A312-TP304
1901 | 2" - R-510 - DS1A | T103 | 2" |  | A312-TP304
1902 | 2" - R-610 - DS1A | T104 | 2" |  | A312-TP304
1903 | 2" - T-320 - AS1B | T115 | 2" |  | A312-TP304
1904 | 2" - T-450 - AS1B | T119 | 2" |  | A312-TP304
1905 | 6" - PGL-1425 - ASIA | Y002 | 6" |  | A312-TP304
1906 | 6" - PGL-1632 - AG1C | Y003 | 6" |  | CS
1907 | 3" - PGL-2401 - AG1C | Y004 | 3" |  | CS
1908 | 2" - PGL-4142 - AG1C | Y005 | 2" | GV1 | CS
1909 | 2" - PGL-4317-1 - AG1D | Y006 | 2" |  | CS
1910 | 6" - P-1631 - ASIA | Y011 | 6" |  | A312-TP304
1911 | 2" - PGL-4317-2 - AG1D | Y012 | 2" |  | CS
1912 | 2" - PGL-4317-4 - AG1C | Y014 | 2" |  | CS
1913 | 4" - PPY-1001 - BG3A | Y021 | 4" |  | CS
1914 | 4" - PPY-1004 - BG3A | Y024 | 4" |  | CS
1915 | 5" - PPY-1005 - BG3A | Y025 | 5" |  | CS
1916 | 8" - PPY-1007 - BG3A | Y026 | 8" |  | CS
1917 | 4" - PPY-1008 - BG3A | Y031 | 4" |  | CS
1918 | 5" - PPY-1005 - BG3A | Y032 | 5" |  | CS
1919 | 5" - PPY-1005 - BG3A | Y033 | 5" |  | CS
1920 | 5" - PPY-1005 - BS1A | Y034 | 5" |  | A312-TP304
1921 | 4" - PPY-1004 - BG3A | Y035 | 4" |  | CS
1922 | 4" - PPY-1004 - BG3A | Y036 | 4" |  | CS
1923 | 4" - RWR-9430 - AG1A | Y043 | 4" |  | CS
1924 | 2" - RWR-9433 - AG1A | Y046 | 2" |  | CS
1925 | 4" - RWS-9420 - AG1A | Y059 | 4" |  | CS
1926 | 2" - RWS-9423 - AG1A | Y062 | 2" |  | CS
1927 | 8" - S-9201 - AG1B | Y073 | 8" |  | CS
1928 | 8" - S-9202 - AG1B | Y074 | 8" |  | CS
1929 | 6" - S-9203 - AG1B | Y075 | 6" |  | CS
1930 | 2" - WWT-9802 - AS1A | Y104 | 2" |  | A312-TP304
1931 | 2" - WWT-9816-1 - AS1A | Y106. | 2" |  | A312-TP304
1932 | 2" - WWT-9816-2 - AS1A | Y107 | 2" |  | A312-TP304
1933 | 2" - WWT-9816-3 - AS1A | Y108 | 2" |  | A312-TP304
1934 | 3" - P-4311-4 - AS1A | Y110 | 3" |  | A312-TP304 |  | 1
1935 | 3" - P-4311-5 - AS1A | Y111 | 3" | GV2 | A312-TP304 |  | 1
1936 | 2 1/2" - P-5209-2 - AS1A | Y112 | 2 1/2" |  | A312-TP304
1937 | 2" - P-5302 - AS1A | Y114 | 2" |  | A312-TP304
1938 | 2" - P-5302-3 - AS1A | Y115 | 2" |  | A312-TP304
1939 | 4" - P-5101-2 - AS1A | Y116 | 4" | GV1 | A312-TP304 |  | 1
1940 | 4" - P-5101-3 - AS1A | Y117 | 4" |  | A312-TP304
1941 | 8" - P-1617 - AS1A | Y119 | 8" |  | A312-TP304
1942 | 10" - P-1612 - AS1A | Y120 | 10" | GV1 | A312-TP304 |  | 1
1943 | 4" - P-1419 - BS1A | Y121 | 4" | GV1 | A312-TP304 |  | 1
1944 | 4" - P-1419 - BS1A | Y122 | 4" | GV1 | A312-TP304 |  | 1
1945 | 6" - P-1412 - ASIA | Y123 | 6" | GV1 | A312-TP304 |  | 1
1946 | 4" - P-1420 - BS1A | Y124 | 4" | Y | A312-TP304 |  | 1
1947 | 4" - P-1420 - BS1A | Y125 | 4" |  | A312-TP304
1948 | 2" - P-3220-4 - AS1A | Y126 | 2" | GV2 | A312-TP304 |  | 1
1949 | 3" - P-5127-1 - AS1A | Y127 | 3" | GV1 | A312-TP304 |  | 1
1950 | 3" - P-5102-2 - DS1A | Y128 | 3" |  | A312-TP304 |  | 1
1951 | 3" - P-5102-3 - DS1A | Y129 | 3" |  | A312-TP304 |  | 1
1952 | 3" - P-5102-4 - DS1A | Y130 | 3" |  | A312-TP304
1953 | 3" - P-5102-5 - DS1A | Y131 | 3" | GV1 | A312-TP304 |  | 1
1954 | 4" - P-3120 - AS1B | Y134 | 4" |  | A312-TP304 |  | 1
1955 | 2 1/2" - P-1109 - BS1A | Y136 | 2 1/2" |  | A312-TP304 |  | 1
1956 | 5" - P-4107-2 - DS1A | Y138 | 5" |  | A312-TP304 |  | 1
1957 | 4" - P-4125-2 - AS1B | Y139 | 4" | GV1 | A312-TP304 |  | 1
1958 | 4" - P-4125-3 - AS1A | Y140 | 4" | GV1 | A312-TP304 |  | 1
|  |  | 3/4" | GV1 | A312-TP304
|  |  | 1/2" | GV2 | A312-TP304
1959 | 4" - P-4125-4 - AS1A | Y141 | 4" |  | A312-TP304 |  | 1
1960 | 4" - P-4125-5 - AS1A | Y142 | 4" | GV1 | A312-TP304 |  | 1
1961 | 4" - P-4125-6 - AS1A | Y143 | 4" |  | A312-TP304 |  | 1
1962 | 4" - P-4125-7 - AS1A | Y144 | 4" | GV1 | A312-TP304 |  | 1
1963 | 3" - P-5118-2 - AS1A | Y145 | 3" | GV1 | A312-TP304 |  | 1
1964 | 3" - P-5119 - AS1A | Y146 | 3" |  | A312-TP304 |  | 1
1965 | 3" - P-5121 - AS1A | Y147 | 3" |  | A312-TP304 |  | 1
1966 | 3" - P-5108-2 - DS1A | Y148 | 3" |  | A312-TP304 |  | 1
1967 | 2 1/2" - P-5111-2 - DS1A | Y149 | 2 1/2" | GV1 | A312-TP304 |  | 1
1968 | 2 1/2" - P-6111-2 - DS1A | Y150 | 2 1/2" | GV1 | A312-TP304 |  | 1
1969 | 2 1/2" - P-4406-2 - AS1B | Y151 | 2 1/2" | GV1 | A312-TP304 |  | 1
1970 | 2 1/2" - P-5312-2 - AS1A | Y152 | 2 1/2" |  | A312-TP304 |  | 1
1971 | 4" - P-1109 - BS1A | Y153 | 4" |  | A312-TP304 |  | 1
1972 | 2 1/2" - P-6114-3 - AS1A | Y154 | 2 1/2" | GV1 | A312-TP304 |  | 1
1973 | 2 1/2" - P-6114-4 - AS1A | Y155 | 2 1/2" | GV3 | A312-TP304 |  | 1
1974 | 2 1/2" - P-6114-5 - AS1A | Y156 | 2 1/2" | GV1 | A312-TP304 |  | 1
1975 | 5" - P-1614-1 - AS1A | Y157 | 5" |  | A312-TP304 |  | 1
1976 | 5" - P-1614-2 - AS1A | Y158 | 5" |  | A312-TP304 |  | 1
1977 | 2 1/2" - P-6205-2 - AS1A | Y159 | 2 1/2" |  | A312-TP304 |  | 1
1978 | 2" - P-1610 - AS1A | Y160 | 2" |  | A312-TP304 |  | 1
1979 | 4" - P-1202 - BS1A | Y164 | 4" |  | A312-TP304 |  | 1
1980 | 2 1/2" - P-6120-2 - AG1C | Y166 | 2 1/2" |  | CS |  | 1
1981 | 6" - P-1631 - AS1A | Y168 | 6" |  | A312-TP304 |  | 1
1982 | 5" - P-4126-3 - AS1A | Y169 | 5" |  | A312-TP304 |  | 1
1983 | 2 1/2" - P-1405 - AS1A | Y170 | 2 1/2" |  | A312-TP304 |  | 1
1984 | 2" - P-1608 - AS1A | Y171 | 2" |  | A312-TP304 |  | 1
1985 | 2 1/2" - P-6205-3 - AS1A | Y172 | 2 1/2" |  | A312-TP304 |  | 1
1986 | 5" - P-1613 - AS1A | Y173 | 5" |  | A312-TP304 |  | 1
1987 | 2 1/2" - P-1407 - AS1A | Y174 | 2 1/2" |  | A312-TP304 |  | 1
1988 | 2 1/2" - P-1638 - AS1A | Y175 | 2 1/2" |  | A312-TP304 |  | 1
1989 | 5" - P-4305-6 - AS1A | Y176 | 5" |  | A312-TP304 |  | 1
1990 | 2" - P-5130 - AS1A | Y177 | 2" | GV1 | A312-TP304 |  | 1
1991 | 4" - P-4134 - AG1C | Y178 | 4" | GV2 | CS |  | 1
1992 | 5" - P-4130 - AG1C | Y180 | 5" |  | CS |  | 1
1993 | 2 1/2" - P-9813-3 - AG1C | Y181 | 2 1/2" |  | CS |  | 1
1994 | 3" - P-6108-2 - DS1A | Y182 | 3" |  | A312-TP304
1995 | 8" - P-1622 - AS1A | Y183 | 8" |  | A312-TP304
1996 | 2 1/2" - P-6120-1 - AG1C | Y184 | 2 1/2" | GV3 | CS |  | 1
1997 | 2 1/2" - P-1601 - AS1A | Y185 | 2 1/2" |  | A312-TP304
1998 | 12" - P-4108-3 - AG1B | Y186 | 12" |  | CS
1999 | 2 1/2" - P-6121 - AS1A | Y188 | 2 1/2" |  | A312-TP304
2000 | 2 1/2" - P-1507 - AS1A | Y189 | 2 1/2" |  | A312-TP304
2001 | 4" - P-1107 - BS1A | Y191 | 4" |  | A312-TP304
2002 | 4" - P-1618 - AS1A | Y193 | 4" |  | A312-TP304
2003 | 10" - P-1612 - AS1A | Y194 | 10" |  | A312-TP304
2004 | 4" - P-1108 - BS1A | Y195 | 4" |  | A312-TP304
2005 | 18" - P-1604 - AS1A | Y196 | 18" |  | A312-TP304
2006 | 10" - P-1612 - AS1A | Y197 | 10" | GV2 | A312-TP304 |  | 1
2007 | 2 1/2" - P-1601 - AS1A | Y200 | 2 1/2" |  | A312-TP304 |  | 1
2008 | 2" - WWT-9803-3 - AG1C | Y202 | 2" |  | CS |  | 1
2009 | 8" - P-1203 - BS1A | Y207 | 8" |  | A312-TP304 |  | 1
2010 | 4" - FWS-9314 - AG1B | Y212 | 4" | GV1 | CS |  | 1
2011 | 5" - FGS-9618 - AG1C | Y214 | 5" |  | CS |  | 1
2012 | 5" - P-4130 - AG1C | Y215 | 5" | GV1 | CS |  | 1
2013 | 3" - P-3213-5 - AS1A | Y216 | 3" |  | A312-TP304 |  | 1
2014 | 3" - P-2221-1 - AG1D | Y274 | 3" |  | CS |  | 1
2015 | 8" - HWS-1116 - AG1B | Y395 | 8" |  | CS
2016 | 4" - HWS-1120 - AG1B | Y397 | 4" |  | CS
2017 | 2" - LPC-STCG-08 - AG1B | Y501 | 2" |  | CS
2018 | 2" - LPC-STCH-05 - AG1B | Y502 | 2" |  | CS
2019 | 2" - LPC-STCH-01 - AG1B | Y503 | 2" |  | CS
2020 | 2" - LPC-STCH-06 - AG1B | Y506 | 2" |  | CS
2021 | 6" - LPS-STH-02 - AG1B | Y507 | 6" |  | CS
2022 | 2" - LPS-STH-02 - AG1B | Y509 | 2" |  | CS
2023 | 2" - LPS-STH-03 - AG1B | Y510 | 2" |  | CS
2024 | 2" - LPS-STH-04 - AG1B | Y511 | 2" | GV1 | CS |  | 1
2025 | 2" - LPS-STH-05 - AG1B | Y512 | 2" |  | CS
2026 | 2" - LPS-STH-01 - AG1B | Y513 | 2" |  | CS
2027 | 2" - LPS-STH-06 - AG1B | Y514 | 2" | GV1 | CS |  | 1
2028 | 2" - LPC-STCH-02 - AG1B | Y515 | 2" |  | CS
2029 | 2" - LPC-STCH-09 - AS1B | Y516 | 2" |  | A312-TP304
2030 | 2" - LPC-STCH-01 - AS1B | Y517 | 2" |  | A312-TP304
2031 | 2" - LPC-STCH-03 - AG1B | Y518 | 2" |  | CS
2032 | 2" - LPC-STCH-01 - AS1B | Y519 | 2" |  | A312-TP304
2033 | 2" - LPC-STCH-12 - AG1B | 1/521 | 2" |  | CS
2034 | 2" - LPC-STCH-07 - AG1B | Y522 | 2" |  | CS
2035 | 2" - LPS-STH-12 - AG1B | Y523 | 2" |  | CS
2036 | 2" - LPS-STH-07 - AG1B | Y528 | 2" |  | CS
2037 | 4" - PPY-1602 - BG3A | Y600 | 4" | GV3 | CS |  | 1
2038 | 4" - PPY-1003 - BG3A | Y601 | 4" |  | CS
2039 | 2" - P-9701 - AG1C | Y602 | 2" |  | CS
2040 | 5" - CWR-9467 - AG1A | Y603 | 5" |  | CS
2041 | 24" - CWS-9451 - AG1A | Y606 | 24" |  | CS
2042 | 3" - PGH-1015 - AG1C | Y607 | 3" |  | CS
2043 | 4" - MPS-1152 - BG4A | Y608 | 4" |  | CS
2044 | 5" - P-1102 - BS1A | Y611 | 5" |  | A312-TP304
2045 | 4" - P-1508 - AS1A | Y614 | 4" |  | A312-TP304
2046 | 4" - P-3210 - AS1B | Y621 | 4" |  | A312-TP304
2047 | 4" - PGH-1013 - AS1A | Y625 | 4" | GV2 | A312-TP304 |  | 1
2048 | 3" - P-8502 - AS1A | Y626 | 3" |  | A312-TP304
2049 | 6" - P-1418 - BS1A | Y627 | 6" |  | A312-TP304
2050 | 16" - CWS-9455 - AG1A | Y632 | 16" |  | CS
2051 | 2 1/2" - CWS-2131 - AG1A | Y634 | 2 1/2" |  | CS
2052 | 8" - CWS-3253 - AG1A | Y635 | 8" |  | CS
2053 | 2 1/2" - P-1504 - AS1A | Y636 | 2 1/2" |  | A312-TP304
2054 | 3" - GPI-9912 - AG2A | Y638 | 3" |  | CS
2055 | 2 1/2" - P-1502 - AS1A | Y639 | 2 1/2" |  | A312-TP304
2056 | 2" - CWS-9456 - AG1A | Y640 | 2" |  | CS
2057 | 5" - P-1201 - BS1A | Y641 | 5" | GV2 | A312-TP304 |  | 1
2058 | 3" - P-2503 - AS1A | Y642 | 3" |  | A312-TP304
2059 | 6" - P-1204 - AS1A | Y643 | 6" |  | A312-TP304
2060 | 6" - P-1302 - BS1A | Y644 | 6" |  | A312-TP304
2061 | 2" - LPS-STH10 - AG1B | Y645 | 2" |  | CS
2062 | 4" - PC-9207 - AG1B | Y646 | 4" |  | CS
2063 | 2" - PC-DRAIN - AG1B | Y647 | 2" |  | CS
2064 | 2" - BBD-9201 - AG1B | Y648 | 2" |  | CS
2065 | 2" - LPS-STH-08 - AG1B | Y649 | 2" |  | CS
2066 | 2" - LPS-STH-09 - AG1B | Y650 | 2" |  | CS
2067 | 6" - LPS-STH-02 - AG1B | Y653 | 6" |  | CS
2068 | 3" - P-8503 - AS1A | Y654 | 3" |  | A312-TP304
2069 | 3" - P-8504 - AS1A | Y655 | 3" |  | A312-TP304
2070 | 2" - LPC-STCH-10 - AG1B | Y656 | 2" |  | CS
2071 | 3" - NGS-9904 - AG1A | Y659 | 3" |  | CS
2072 | 14" - P-3201 - AS1B | Y700 | 14" |  | A312-TP304
2073 | 5" - P-4130 - AG1C | Y701 | 5" |  | CS
2074 | 4" - P-4201 - AS1B | Y702 | 4" |  | A312-TP304
2075 | 3" - PGH-5150 - AG1C | Y703 | 3" |  | CS
2076 | 10" - P-9818 - AS1A | Y704 | 10" |  | A312-TP304
2077 | 4" - LPS-9853 - AG1B | Z325 | 4" |  | CS
2078 | 2" - WWT-9832 - AS1A | Z411 | 2" |  | A312-TP304
Total Line List = 2078 |  |  |  | 556 |  |  | 50.05%
Tidak ada valve, ada drawing isometric
tidak ada drawing isometric
| jumlah drawing di review | 2075 | HALAMAN | 2075
| jumlah line list di review | 99.86% |  | 99.86%
PON
Menu

## 48
|  | EQUIPMENT LIST |  |  |  | Document No. |  |  | : MNTC-ME
[6 empty] | Revision |  |  | : 0
[6 empty] | Date of issue |  |  | : 2025
PT. PETRO OXO NUSANTARA | [5 empty] | Page |  |  | :
PIPING LIST OCTANOL
No | Line No. | Size | Service | Fluid | Material | Insulation | Drawing | PAGE NO. | Pipe length ( mm )
1 | 3/4" - DMW-HS124 - AS1A | 3/4" | DEMINERALIZED WATER | WATER | A312-TP304 |  | Drawing | E065
2 | 3/4" - DMW-HS142 - AS1A | 3/4" | DEMINERALIZED WATER | WATER | A312-TP304 |  | Drawing | E066
3 | 3/4" - DMW-HS152 - AS1A | 3/4" | DEMINERALIZED WATER | WATER | A312-TP304 |  | Drawing | E067
4 | 3/4" - DMW-HS162 - AS1A | 3/4" | DEMINERALIZED WATER | WATER | A312-TP304 |  | Drawing | E068
5 | 1 1/2" - FGS-6105-1 - AG1C | 1 1/2" | FUEL GAS | GAS | CS |  | Drawing | E089
6 | 3/4" - FGS-9621 - AG1C | 3/4" | FUEL GAS | GAS | CS |  | Drawing | E090
7 | 1 1/2" - FGS-5105 - AG1C | 1 1/2" | FUEL GAS | GAS | CS |  | Drawing | E091
8 | 1 1/2" - FGS-5105-2 - AG1A | 1 1/2" | FUEL GAS | GAS | CS |  | Drawing | E092
9 | 1 1/2" - FGS-6105-2 - AG1C | 1 1/2" | FUEL GAS | GAS | CS |  | Drawing | E093
10 | 1 1/2" - FWS-9383 - AG1A | 1 1/2" | FILTERED WATER | WATER | CS |  | Drawing | E104
11 | 1" - FWS-9384 - AG1A | 1" | FILTERED WATER | WATER | CS |  | Drawing | E106
12 | 1" - FWS-HS144-1 - AG1A | 1" | FILTERED WATER | WATER | CS |  | Drawing | E109
13 | 1" - FWS-HS155-1 - AG1A | 1" | FILTERED WATER | WATER | CS |  | Drawing | E110
14 | 3/4" - FWS-HS101 - AG1A | 3/4" | FILTERED WATER | WATER | CS |  | Drawing | E127
15 | 3/4" - FWS-HS102 - AG1A | 3/4" | FILTERED WATER | WATER | CS |  | Drawing | E128
16 | 3/4" - FWS-HS103 - AG1A | 3/4" | FILTERED WATER | WATER | CS |  | Drawing | E129
17 | 3/4" - FWS-HS104 - AG1A | 3/4" | FILTERED WATER | WATER | CS |  | Drawing | E130
18 | 3/4" - FWS-HS105 - AG1A | 3/4" | FILTERED WATER | WATER | CS |  | Drawing | E131
19 | 3/4" - FWS-HS106 - AG1A | 3/4" | FILTERED WATER | WATER | CS |  | Drawing | E132
20 | 3/4" - FWS-HS107 - AG1A | 3/4" | FILTERED WATER | WATER | CS |  | Drawing | E133
21 | 3/4" - FWS-HS108 - AG1A | 3/4" | FILTERED WATER | WATER | CS |  | Drawing | E134
22 | 3/4" - FWS-HS109 - AG1A | 3/4" | FILTERED WATER | WATER | CS |  | Drawing | E135
23 | 3/4" - FWS-HS110 - AG1A | 3/4" | FILTERED WATER | WATER | CS |  | Drawing | E136
24 | 3/4" - FWS-HS111 - AG1A | 3/4" | FILTERED WATER | WATER | CS |  | Drawing | E137
25 | 3/4" - FWS-HS121 - AG1A | 3/4" | FILTERED WATER | WATER | CS |  | Drawing | E138
26 | 3/4" - FWS-HS122 - AG1A | 3/4" | FILTERED WATER | WATER | CS |  | Drawing | E139
27 | 3/4" - FWS-HS123 - AG1A | 3/4" | FILTERED WATER | WATER | CS |  | Drawing | E140
28 | 3/4" - FWS-HS124 - AG1A | 3/4" | FILTERED WATER | WATER | CS |  | Drawing | E141
29 | 3/4" - FWS-HS141 - AG1A | 3/4" | FILTERED WATER | WATER | CS |  | Drawing | E142
30 | 3/4" - FWS-HS142 - AG1A | 3/4" | FILTERED WATER | WATER | CS |  | Drawing | E143
31 | 3/4" - FWS-HS143 - AG1A | 3/4" | FILTERED WATER | WATER | CS |  | Drawing | E144
32 | 3/4" - FWS-HS144-2 - AG1A | 3/4" | FILTERED WATER | WATER | CS |  | Drawing | E145
33 | 3/4" - FWS-HS145 - AG1A | 3/4" | FILTERED WATER | WATER | CS |  | Drawing | E146
34 | 3/4" - FWS-HS151 - AG1A | 3/4" | FILTERED WATER | WATER | CS |  | Drawing | E147
35 | 3/4" - FWS-HS152 - AG1A | 3/4" | FILTERED WATER | WATER | CS |  | Drawing | E148
36 | 3/4" - FWS-HS153 - AG1A | 3/4" | FILTERED WATER | WATER | CS |  | Drawing | E149
37 | 3/4" - FWS-HS154-2 - AG1A | 3/4" | FILTERED WATER | WATER | CS |  | Drawing | E150
38 | 3/4" - FWS-HS155-2 - AG1A | 3/4" | FILTERED WATER | WATER | CS |  | Drawing | E151
39 | 3/4" - FWS-HS162 - AG1A | 3/4" | FILTERED WATER | WATER | CS |  | Drawing | E152
40 | 3/4" - GHY-1010 - DG3A | 3/4" | HYDROGEN | GAS | CS |  | Drawing | E176
41 | 1" - GHY-1210 - BG3A | 1" | HYDROGEN | GAS | CS |  | Drawing | E178
42 | 3/4" - GHY-2311 - DG3A | 3/4" | HYDROGEN | GAS | CS |  | Drawing | E179
43 | 1 1/2" - GHY-6109-1 - DG3A | 1 1/2" | HYDROGEN | GAS | CS |  | Drawing | E181
44 | 1 1/2" - GHY-6109-2 - DG3A | 1 1/2" | HYDROGEN | GAS | CS |  | Drawing | E182
45 | 1 1/2" - GHY-6109-3 - DG3A | 1 1/2" | HYDROGEN | GAS | CS |  | Drawing | E183
46 | 1 1/2" - GHY-5109-1 - DG3A | 1 1/2" | HYDROGEN | GAS | CS |  | Drawing | E184
47 | 1 1/2" - GHY-5109 - DG3A | 1 1/2" | HYDROGEN | GAS | CS |  | Drawing | E185
48 | 1 1/2" - GHY-5109-2 - DG3A | 1 1/2" | HYDROGEN | GAS | CS |  | Drawing | E186
49 | 1" - GHY-1210 - DG3A | 1" | HYDROGEN | GAS | CS |  | Drawing | E188
50 | 3/4" - GHY-2311 - BS1A | 3/4" | HYDROGEN | GAS | A312-TP304 |  | Drawing | E189
51 | 1 1/2" - GOX-1309 - BS1A | 1 1/2" | OXO GAS (CO + H2 GAS) | GAS | A312-TP304 |  | Drawing | E202
52 | 1 1/2" - GOX-1309 - BG3A | 1 1/2" | OXO GAS (CO + H2 GAS) | GAS | CS |  | Drawing | E203
53 | 1" - GPA-9984 - AG1A | 1" | PLANT AIR | AIR | CS |  | Drawing | E213
54 | 3/4" - GPA-HS144-1 - AG1A | 3/4" | PLANT AIR | AIR | CS |  | Drawing | E217
55 | 1" - GPA-HS155-1 - AG1A | 1" | PLANT AIR | AIR | CS |  | Drawing | E218
56 | 1" - GPI-9917 - AG2A | 1" | INSTRUMENT AIR | AIR | CS |  | Drawing | E220
57 | 1" - GPI-9917 - AG2A | 1" | INSTRUMENT AIR | AIR | CS |  | Drawing | E221
58 | 3/4" - GPA-HS101 - AG1A | 3/4" | PLANT AIR | AIR | CS |  | Drawing | E227
59 | 3/4" - GPA-HS102 - AG1A | 3/4" | PLANT AIR | AIR | CS |  | Drawing | E228
60 | 3/4" - GPA-HS103 - AG1A | 3/4" | PLANT AIR | AIR | CS |  | Drawing | E229
61 | 3/4" - GPA-HS104 - AG1A | 3/4" | PLANT AIR | AIR | CS |  | Drawing | E230
62 | 3/4" - GPA-HS105 - AG1A | 3/4" | PLANT AIR | AIR | CS |  | Drawing | E231
63 | 3/4" - GPA-HS106 - AG1A | 3/4" | PLANT AIR | AIR | CS |  | Drawing | E232
64 | 3/4" - GPA-HS107 - AG1A | 3/4" | PLANT AIR | AIR | CS |  | Drawing | E233
65 | 3/4" - GPA-HS108 - AG1A | 3/4" | PLANT AIR | AIR | CS |  | Drawing | E234
66 | 3/4" - GPA-HS109 - AG1A | 3/4" | PLANT AIR | AIR | CS |  | Drawing | E235
67 | 3/4" - GPA-HS110 - AG1A | 3/4" | PLANT AIR | AIR | CS |  | Drawing | E236
68 | 3/4" - GPA-HS111 - AG1A | 3/4" | PLANT AIR | AIR | CS |  | Drawing | E237
69 | 3/4" - GPA-HS121 - AG1A | 3/4" | PLANT AIR | AIR | CS |  | Drawing | E238
70 | 3/4" - GPA-HS122 - AG1A | 3/4" | PLANT AIR | AIR | CS |  | Drawing | E239
71 | 3/4" - GPA-HS123 - AG1A | 3/4" | PLANT AIR | AIR | CS |  | Drawing | E240
72 | 3/4" - GPA-HS124 - AG1A | 3/4" | PLANT AIR | AIR | CS |  | Drawing | E241
73 | 3/4" - GPA-HS131 - AG1A | 3/4" | PLANT AIR | AIR | CS |  | Drawing | E242
74 | 3/4" - GPA-HS132 - AG1A | 3/4" | PLANT AIR | AIR | CS |  | Drawing | E243
75 | 3/4" - GPA-HS133 - AG1A | 3/4" | PLANT AIR | AIR | CS |  | Drawing | E244
76 | 3/4" - GPA-HS134 - AG1A | 3/4" | PLANT AIR | AIR | CS |  | Drawing | E245
77 | 3/4" - GPA-HS135-1 - AG1A | 3/4" | PLANT AIR | AIR | CS |  | Drawing | E246
78 | 3/4" - GPA-HS136 - AG1A | 3/4" | PLANT AIR | AIR | CS |  | Drawing | E247
79 | 3/4" - GPA-HS137 - AG1A | 3/4" | PLANT AIR | AIR | CS |  | Drawing | E248
80 | 3/4" - GPA-HS138 - AG1A | 3/4" | PLANT AIR | AIR | CS |  | Drawing | E249
81 | 3/4" - GPA-HS139-2 - AG1A | 3/4" | PLANT AIR | AIR | CS |  | Drawing | E250
82 | 3/4" - GPA-HS142 - AG1A | 3/4" | PLANT AIR | AIR | CS |  | Drawing | E252
83 | 3/4" - GPA-HS143 - AG1A | 3/4" | PLANT AIR | AIR | CS |  | Drawing | E253
84 | 3/4" - GPA-HS144-2 - AG1A | 3/4" | PLANT AIR | AIR | CS |  | Drawing | E254
85 | 3/4" - GPA-HS145 - AG1A | 3/4" | PLANT AIR | AIR | CS |  | Drawing | E255
86 | 3/4" - GPA-HS151 - AG1A | 3/4" | PLANT AIR | AIR | CS |  | Drawing | E256
87 | 3/4" - GPA-HS152 - AG1A | 3/4" | PLANT AIR | AIR | CS |  | Drawing | E257
88 | 3/4" - GPA-HS153 - AG1A | 3/4" | PLANT AIR | AIR | CS |  | Drawing | E258
89 | 3/4" - GPA-HS154-2 - AG1A | 3/4" | PLANT AIR | AIR | CS |  | Drawing | E259
90 | 3/4" - GPA-HS155-2 - AG1A | 3/4" | PLANT AIR | AIR | CS |  | Drawing | E260
91 | 3/4" - GPA-HS162 - AG1A | 3/4" | PLANT AIR | AIR | CS |  | Drawing | E261
92 | 1" - IBA-6316 - AG1E | 1" | ISO BUTANOL | LIQUID | CS |  | Drawing | E267
93 | 1 1/2" - IPA-2302 - AS1A | 1 1/2" | ISO PROPANOL | LIQUID | A312-TP304 |  | Drawing | E273
94 | 3/4" - IPA-2304 - AS1A | 3/4" | ISO PROPANOL | LIQUID | A312-TP304 |  | Drawing | E275
95 | 3/4" - IPA-2303 - AS1A | 3/4" | ISO PROPANOL | LIQUID | A312-TP304 |  | Drawing | E276
96 | 3/4" - LPC-3159 - AG1B | 3/4" | STEAM CONDENSATE | WATER | CS | H25 | Drawing | E286
97 | 1 1/2" - LPC-5552-1 - AG1B | 1 1/2" | STEAM CONDENSATE | WATER | CS | H25 | Drawing | E287
98 | 1 1/2" - LPC-9203 - AG1B | 1 1/2" | STEAM CONDENSATE | WATER | CS | H25 | Drawing | E288
99 | 3/4" - LPC-2556 - AG1B | 3/4" | STEAM CONDENSATE | WATER | CS |  | Drawing | E290
100 | 1 1/2" - LPC-3159 - AG1B | 1 1/2" | STEAM CONDENSATE | WATER | CS | H25 | Drawing | E291
101 | 3/4" - LPC-HOLD - AG1B | 3/4" | STEAM CONDENSATE | WATER | CS | H25 | Drawing | E292
102 | 1" - LPS-9283 - AG1B | 1" | LOW PRESSURE STEAM | STEAM | CS | H25 | Drawing | E312
103 | 1" - LPS-HS144-1 - AG1B | 1" | LOW PRESSURE STEAM | STEAM | CS | H25 | Drawing | E315
104 | 1" - LPS-HS155-1 - AG1B | 1" | LOW PRESSURE STEAM | STEAM | CS | H25 | Drawing | E316
105 | 3/4" - LPS-HS101 - AG1B | 3/4" | LOW PRESSURE STEAM | STEAM | CS | H25 | Drawing | E346
106 | 3/4" - LPS-HS102 - AG1B | 3/4" | LOW PRESSURE STEAM | STEAM | CS | H25 | Drawing | E347
107 | 3/4" - LPS-HS103 - AG1A | 3/4" | LOW PRESSURE STEAM | STEAM | CS | H25 | Drawing | E348
108 | 3/4" - LPS-HS104 - AG1B | 3/4" | LOW PRESSURE STEAM | STEAM | CS | H25 | Drawing | E349
109 | 3/4" - LPS-HS105 - AG1B | 3/4" | LOW PRESSURE STEAM | STEAM | CS | H25 | Drawing | E350
110 | 3/4" - LPS-HS106 - AG1B | 3/4" | LOW PRESSURE STEAM | STEAM | CS | H25 | Drawing | E351
111 | 3/4" - LPS-HS107 - AG1B | 3/4" | LOW PRESSURE STEAM | STEAM | CS | H25 | Drawing | E352
112 | 3/4" - LPS-HS108 - AG1B | 3/4" | LOW PRESSURE STEAM | STEAM | CS | H25 | Drawing | E353
113 | 3/4" - LPS-HS109 - AG1B | 3/4" | LOW PRESSURE STEAM | STEAM | CS | H25 | Drawing | E354
114 | 3/4" - LPS-HS110 - AG1B | 3/4" | LOW PRESSURE STEAM | STEAM | CS | H25 | Drawing | E355
115 | 3/4" - LPS-HS111 - AG1B | 3/4" | LOW PRESSURE STEAM | STEAM | CS | H25 | Drawing | E356
116 | 3/4" - LPS-HS121 - AG1B | 3/4" | LOW PRESSURE STEAM | STEAM | CS | H25 | Drawing | E357
117 | 3/4" - LPS-HS122 - AG1B | 3/4" | LOW PRESSURE STEAM | STEAM | CS | H25 | Drawing | E358
118 | 3/4" - LPS-HS123 - AG1B | 3/4" | LOW PRESSURE STEAM | STEAM | CS | H25 | Drawing | E359
119 | 3/4" - LPS-HS124 - AG1B | 3/4" | LOW PRESSURE STEAM | STEAM | CS | H25 | Drawing | E360
120 | 3/4" - LPS-HS141 - AG1B | 3/4" | LOW PRESSURE STEAM | STEAM | CS | H25 | Drawing | E361
121 | 3/4" - LPS-HS142 - AG1B | 3/4" | LOW PRESSURE STEAM | STEAM | CS | H25 | Drawing | E362
122 | 3/4" - LPS-HS143 - AG1B | 3/4" | LOW PRESSURE STEAM | STEAM | CS | H25 | Drawing | E363
123 | 3/4" - LPS-HS144-2 - AG1B | 3/4" | LOW PRESSURE STEAM | STEAM | CS | H25 | Drawing | E364
124 | 3/4" - LPS-HS145 - AG1B | 3/4" | LOW PRESSURE STEAM | STEAM | CS | H25 | Drawing | E365
125 | 3/4" - LPS-HS151 - AG1B | 3/4" | LOW PRESSURE STEAM | STEAM | CS | H25 | Drawing | E366
126 | 3/4" - LPS-HS152 - AG1B | 3/4" | LOW PRESSURE STEAM | STEAM | CS | H25 | Drawing | E367
127 | 3/4" - LPS-HS153 - AG1B | 3/4" | LOW PRESSURE STEAM | STEAM | CS | H25 | Drawing | E368
128 | 3/4" - LPS-HS154-2 - AG1B | 3/4" | LOW PRESSURE STEAM | STEAM | CS | H25 | Drawing | E369
129 | 3/4" - LPS-HS155-2 - AG1B | 3/4" | LOW PRESSURE STEAM | STEAM | CS | H25 | Drawing | E370
130 | 3/4" - LPS-HS162 - AG1A | 3/4" | LOW PRESSURE STEAM | STEAM | CS | H25 | Drawing | E371
131 | 3/4" - MPC-1144 - AG1B | 3/4" | STEAM CONDENSATE | WATER | CS | P25 | Drawing | E378
132 | 3/4" - MPC-2137 - BG4A | 3/4" | STEAM CONDENSATE | WATER | CS | H25 | Drawing | E379
133 | 3/4" - MPC-2252 - BG4A | 3/4" | STEAM CONDENSATE | WATER | CS | H25 | Drawing | E380
134 | 1" - MPC-2555 - AG1B | 1" | STEAM CONDENSATE | WATER | CS | H25 | Drawing | E381
135 | 1 1/2" - MPC-4452 - AG1B | 1 1/2" | STEAM CONDENSATE | WATER | CS | H25 | Drawing | E382
136 | 1 1/2" - MPC-4552-1 - AG1B | 1 1/2" | STEAM CONDENSATE | WATER | CS | H25 | Drawing | E383
137 | 1 1/2" - MPC-5452-1 - BG4A | 1 1/2" | STEAM CONDENSATE | WATER | CS | H25 | Drawing | E384
138 | 3/4" - MPC-6452-1 - BG4A | 3/4" | STEAM CONDENSATE | WATER | CS | H25 | Drawing | E385
139 | 3/4" - MPC-5155-1 - AG1B | 3/4" | STEAM CONDENSATE | WATER | CS | H25 | Drawing | E388
140 | 1 1/2" - MPC-4452 - AG1B | 1 1/2" | STEAM CONDENSATE | WATER | CS | H25 | Drawing | E389
141 | 1 1/2" - MPC-4552-2 - AG1B | 1 1/2" | STEAM CONDENSATE | WATER | CS | H25 | Drawing | E390
142 | 1 1/2" - MPC-5452-2 - BG4A | 1 1/2" | STEAM CONDENSATE | WATER | CS | H25 | Drawing | E391
143 | 1 1/2" - MPC-6157 - AG1B | 1 1/2" | STEAM CONDENSATE | WATER | CS | H25 | Drawing | E392
144 | 3/4" - MPC-6452-2 - AG1B | 3/4" | STEAM CONDENSATE | WATER | CS | H25 | Drawing | E393
145 | 1 1/2" - MPS-2136 - BG4A | 1 1/2" | MEDIUM PRESSURE STEAM | STEAM | CS | H25 | Drawing | E413
146 | 3/4" - MPS-2250 - BG4A | 3/4" | MEDIUM PRESSURE STEAM | STEAM | CS | H25 | Drawing | E414
147 | 1 1/2" - MPS-2251 - AG4A | 1 1/2" | MEDIUM PRESSURE STEAM | STEAM | CS | H25 | Drawing | E415
148 | 3/4" - MPS-2252 - BG4A | 3/4" | MEDIUM PRESSURE STEAM | STEAM | CS | H25 | Drawing | E416
149 | 1 1/2" - MPS-2254 - AG4A | 1 1/2" | MEDIUM PRESSURE STEAM | STEAM | CS | H25 | Drawing | E417
150 | 3/4" - P-4555 - BG4A | 3/4" | PROCESS |  | CS | H25 | Drawing | E418
151 | 1" - MPS-4556 - BG4A | 1" | MEDIUM PRESSURE STEAM | STEAM | CS | H25 | Drawing | E419
152 | 1 1/2" - MPS-5451 - BG4A | 1 1/2" | MEDIUM PRESSURE STEAM | STEAM | CS | H25 | Drawing | E421
153 | 1 1/2" - MPS-6451-1 - BG4A | 1 1/2" | MEDIUM PRESSURE STEAM | STEAM | CS | H25 | Drawing | E422
154 | 1 1/2" - MPS-5451-2 - BG4A | 1 1/2" | MEDIUM PRESSURE STEAM | STEAM | CS | H25 | Drawing | E423
155 | 1 1/2" - MPS-6451-2 - BG4A | 1 1/2" | MEDIUM PRESSURE STEAM | STEAM | CS | H25 | Drawing | E424
156 | 3/4" - MPS-* - BG4A | 3/4" | MEDIUM PRESSURE STEAM | STEAM | CS | H25 | Drawing | E425
157 | 1 1/2" - NBA-5316-1 - AS1A | 1 1/2" | NORMAL BUTANOL | LIQUID | A312-TP304 |  | Drawing | E443
158 | 1 1/2" - NBA-5316-2 - AS1A | 1 1/2" | NORMAL BUTANOL | LIQUID | A312-TP304 |  | Drawing | E444
159 | 1 1/2" - NBA-5316-3 - AS1A | 1 1/2" | NORMAL BUTANOL | LIQUID | A312-TP304 |  | Drawing | E445
160 | 1 1/2" - NBA-5316-4 - AS1A | 1 1/2" | NORMAL BUTANOL | LIQUID | A312-TP304 |  | Drawing | E446
161 | 3/4" - NGB-1151 - AG1A | 3/4" | NITROGEN GAS | GAS | CS |  | Drawing | E456
162 | 3/4" - NGB-1437 - AG1A | 3/4" | NITROGEN GAS | GAS | CS |  | Drawing | E457
163 | 3/4" - NGB-1655 - AG1A | 3/4" | NITROGEN GAS | GAS | CS |  | Drawing | E458
164 | 1 1/2" - NGB-1658 - AS1A | 1 1/2" | NITROGEN GAS | GAS | A312-TP304 |  | Drawing | E459
165 | 1 1/2" - NGB-1663 - AS2A | 1 1/2" | NITROGEN GAS | GAS | A312-TP304 |  | Drawing | E460
166 | 3/4" - NGB-2130-1 - AG1A | 3/4" | NITROGEN GAS | GAS | CS |  | Drawing | E461
167 | 1 1/2" - NGB-2140 - AS1A | 1 1/2" | NITROGEN GAS | GAS | A312-TP304 |  | Drawing | E462
168 | 3/4" - NGB-2360 - AG1A | 3/4" | NITROGEN GAS | GAS | CS |  | Drawing | E463
169 | 3/4" - NGB-2457 - AG1A | 3/4" | NITROGEN GAS | GAS | CS |  | Drawing | E464
170 | 3/4" - NGB-2458 - AG1A | 3/4" | NITROGEN GAS | GAS | CS |  | Drawing | E465
171 | 3/4" - NGB-2553 - AG1A | 3/4" | NITROGEN GAS | GAS | CS |  | Drawing | E466
172 | 3/4" - NGB-2554 - AG1A | 3/4" | NITROGEN GAS | GAS | CS |  | Drawing | E467
173 | 3/4" - NGB-3156-4 - AG1A | 3/4" | NITROGEN GAS | GAS | CS |  | Drawing | E468
174 | 3/4" - NGB-4357-1 - AG1A | 3/4" | NITROGEN GAS | GAS | CS |  | Drawing | E470
175 | 3/4" - P-4361-1 - AG1A | 3/4" | PROCESS |  | CS |  | Drawing | E471
176 | 3/4" - NGB-5166 - AG1A | 3/4" | NITROGEN GAS | GAS | CS |  | Drawing | E472
177 | 3/4" - NGB-5357 - AG1C | 3/4" | NITROGEN GAS | GAS | CS |  | Drawing | E474
178 | 1" - NGB-6160 - AG1A | 1" | NITROGEN GAS | GAS | CS |  | Drawing | E475
179 | 3/4" - NGB-6357 - AG1A | 3/4" | NITROGEN GAS | GAS | CS |  | Drawing | E476
180 | 1 1/2" - NGB-9653 - AG1C | 1 1/2" | NITROGEN GAS | GAS | CS |  | Drawing | E477
181 | 1 1/2" - NGB-9654 - AG1C | 1 1/2" | NITROGEN GAS | GAS | CS |  | Drawing | E478
182 | 3/4" - NGB-9855 - AG1A | 3/4" | NITROGEN GAS | GAS | CS | H25 | Drawing | E480
183 | 1 1/2" - NGB-9975 - AG1A | 1 1/2" | NITROGEN GAS | GAS | CS |  | Drawing | E483
184 | 1 1/2" - NGB-1156 - AG1A | 1 1/2" | NITROGEN GAS | GAS | CS |  | Drawing | E484
185 | 1 1/2" - NGB-4162 - AG1C | 1 1/2" | NITROGEN GAS | GAS | CS |  | Drawing | E486
186 | 1 1/2" - NGB-4162 - AG1A | 1 1/2" | NITROGEN GAS | GAS | CS |  | Drawing | E487
187 | 1 1/2" - NGB-9653 - AG1C | 1 1/2" | NITROGEN GAS | GAS | CS |  | Drawing | E488
188 | 1 1/2" - NGB-9654 - AG1C | 1 1/2" | NITROGEN GAS | GAS | CS |  | Drawing | E489
189 | 3/4" - NGB-3156-2 - AG1A | 3/4" | NITROGEN GAS | GAS | CS |  | Drawing | E491
190 | 3/4" - NGB-4357-2 - AG1D | 3/4" | NITROGEN GAS | GAS | CS |  | Drawing | E492
191 | 3/4" - NGB-4361-2 - AG1D | 3/4" | NITROGEN GAS | GAS | CS |  | Drawing | E493
192 | 1 1/2" - NGS-1040 - AG1A | 1 1/2" | NITROGEN GAS | GAS | CS |  | Drawing | E509
193 | 3/4" - NGS-1149 - AG1A | 3/4" | NITROGEN GAS | GAS | CS |  | Drawing | E511
194 | 1" - NGS-1150 - AG1B | 1" | NITROGEN GAS | GAS | CS |  | Drawing | E512
195 | 1" - NGS-1524 - AG1A | 1" | NITROGEN GAS | GAS | CS |  | Drawing | E514
196 | 1" - NGS-4157-1 - AG1A | 1" | NITROGEN GAS | GAS | CS |  | Drawing | E520
197 | 1" - NGS-4162 - AG1A | 1" | NITROGEN GAS | GAS | CS |  | Drawing | E521
198 | 3/4" - NGS-9656 - AG1A | 3/4" | NITROGEN GAS | GAS | CS |  | Drawing | E526
199 | 1 1/2" - NGS-9952 - AG1A | 1 1/2" | NITROGEN GAS | GAS | CS |  | Drawing | E527
200 | 1" - NGS-6159 - AG1A | 1" | NITROGEN GAS | GAS | CS |  | Drawing | E528
201 | 1" - NGS-5157 - AG1A | 1" | NITROGEN GAS | GAS | CS |  | Drawing | E529
202 | 1" - NGS-4157-2 - AG1A | 1" | NITROGEN GAS | GAS | CS |  | Drawing | E531
203 | 1" - NGS-4157-3 - AG1A | 1" | NITROGEN GAS | GAS | CS |  | Drawing | E532
204 | 3/4" - NGS-9656 - AG1A | 3/4" | NITROGEN GAS | GAS | CS |  | Drawing | E533
205 | 3/4" - NGS-1149 - AG1A | 3/4" | NITROGEN GAS | GAS | CS |  | Drawing | E534
206 | 1" - NGS-9973 - AG1A | 1" | NITROGEN GAS | GAS | CS |  | Drawing | E535
207 | 1" - NGS-4166 - AG1A | 1" | NITROGEN GAS | GAS | CS |  | Drawing | E537
208 | 1/2" - NGS-3274 - AG1A | 1/2" | NITROGEN GAS | GAS | CS |  | Drawing | E538
209 | 1/2" - NGS-4273 - AG1A | 1/2" | NITROGEN GAS | GAS | CS |  | Drawing | E539
210 | 1/2" - NGS-3173 - AG1A | 1/2" | NITROGEN GAS | GAS | CS |  | Drawing | E540
211 | 1/2" - NGS-5177 - AG1A | 1/2" | NITROGEN GAS | GAS | CS |  | Drawing | E542
212 | 1/2" - NGS-6177 - AG1A | 1/2" | NITROGEN GAS | GAS | CS |  | Drawing | E543
213 | 1/2" - NGS-4177 - AG1A | 1/2" | NITROGEN GAS | GAS | CS |  | Drawing | E544
214 | 1/2" - NGS-1673 - AG1A | 1/2" | NITROGEN GAS | GAS | CS |  | Drawing | K545
215 | 1/2" - NGS-2574 - AG1A | 1/2" | NITROGEN GAS | GAS | CS |  | Drawing | E546
216 | 1/2" - NGS-4176 - AG1A | 1/2" | NITROGEN GAS | GAS | CS |  | Drawing | E548
217 | 1/2" - NGS-4175 - AG1A | 1/2" | NITROGEN GAS | GAS | CS |  | Drawing | E549
218 | 1" - NGS-HS144-1 - AG1A | 1" | NITROGEN GAS | GAS | CS |  | Drawing | E550
219 | 1/2" - NGS-4373 - AG1A | 1/2" | NITROGEN GAS | GAS | CS |  | Drawing | E551
220 | 1/2" - NGS-1473 - AG1A | 1/2" | NITROGEN GAS | GAS | CS |  | Drawing | E552
221 | 1/2" - NGS-2173 - AG1A | 1/2" | NITROGEN GAS | GAS | CS |  | Drawing | E553
222 | 1/2" - NGS-2273 - AG1A | 1/2" | NITROGEN GAS | GAS | CS |  | Drawing | E554
223 | 1/2" - NGS-1571 - AG1A | 1/2" | NITROGEN GAS | GAS | CS |  | Drawing | E555
224 | 1" - NGS-HS155-1 - AG1A | 1" | NITROGEN GAS | GAS | CS |  | Drawing | E556
225 | 3/4" - NGS-HS101 - AG1A | 3/4" | NITROGEN GAS | GAS | CS |  | Drawing | E562
226 | 3/4" - NGS-HS102 - AG1A | 3/4" | NITROGEN GAS | GAS | CS |  | Drawing | E563
227 | 3/4" - NGS-HS103 - AG1A | 3/4" | NITROGEN GAS | GAS | CS |  | Drawing | E564
228 | 3/4" - NGS-HS104 - AG1A | 3/4" | NITROGEN GAS | GAS | CS |  | Drawing | E565
229 | 3/4" - NGS-HS105 - AG1A | 3/4" | NITROGEN GAS | GAS | CS |  | Drawing | E566
230 | 3/4" - NGS-HS106 - AG1A | 3/4" | NITROGEN GAS | GAS | CS |  | Drawing | E567
231 | 3/4" - NGS-HS107 - AG1A | 3/4" | NITROGEN GAS | GAS | CS |  | Drawing | E568
232 | 3/4" - NGS-HS108 - AG1A | 3/4" | NITROGEN GAS | GAS | CS |  | Drawing | E569
233 | 3/4" - NGS-HS109 - AG1A | 3/4" | NITROGEN GAS | GAS | CS |  | Drawing | E570
234 | 3/4" - NGS-HS110 - AG1A | 3/4" | NITROGEN GAS | GAS | CS |  | Drawing | E571
235 | 3/4" - NGS-HS111 - AG1A | 3/4" | NITROGEN GAS | GAS | CS |  | Drawing | E572
236 | 3/4" - NGS-HS121 - AG1A | 3/4" | NITROGEN GAS | GAS | CS |  | Drawing | E573
237 | 3/4" - NGS-HS122 - AG1A | 3/4" | NITROGEN GAS | GAS | CS |  | Drawing | E574
238 | 3/4" - NGS-HS123 - AG1A | 3/4" | NITROGEN GAS | GAS | CS |  | Drawing | E575
239 | 3/4" - NGS-HS124 - AG1A | 3/4" | NITROGEN GAS | GAS | CS |  | Drawing | E576
240 | 3/4" - NGS-HS131 - AG1A | 3/4" | NITROGEN GAS | GAS | CS |  | Drawing | E577
241 | 3/4" - NGS-HS132 - AG1A | 3/4" | NITROGEN GAS | GAS | CS |  | Drawing | E578
242 | 3/4" - NGS-HS133 - AG1A | 3/4" | NITROGEN GAS | GAS | CS |  | Drawing | E579
243 | 3/4" - NGS-HS134 - AG1A | 3/4" | NITROGEN GAS | GAS | CS |  | Drawing | E580
244 | 3/4" - NGS-HS135 - AG1A | 3/4" | NITROGEN GAS | GAS | CS |  | Drawing | E581
245 | 3/4" - NGS-HS136 - AG1A | 3/4" | NITROGEN GAS | GAS | CS |  | Drawing | E582
246 | 3/4" - NGS-HS137 - AG1A | 3/4" | NITROGEN GAS | GAS | CS |  | Drawing | E583
247 | 3/4" - NGS-HS138 - AG1A | 3/4" | NITROGEN GAS | GAS | CS |  | Drawing | E584
248 | 3/4" - NGS-HS139 - AG1A | 3/4" | NITROGEN GAS | GAS | CS |  | Drawing | E585
249 | 3/4" - NGS-HS141 - AG1A | 3/4" | NITROGEN GAS | GAS | CS |  | Drawing | E586
250 | 3/4" - NGS-HS142 - AG1A | 3/4" | NITROGEN GAS | GAS | CS |  | Drawing | E587
251 | 3/4" - NGS-HS143 - AG1A | 3/4" | NITROGEN GAS | GAS | CS |  | Drawing | E588
252 | 3/4" - NGS-HS144-2 - AG1A | 3/4" | NITROGEN GAS | GAS | CS |  | Drawing | E589
253 | 3/4" - NGS-HS145 - AG1A | 3/4" | NITROGEN GAS | GAS | CS |  | Drawing | E590
254 | 3/4" - NGS-HS151 - AG1A | 3/4" | NITROGEN GAS | GAS | CS |  | Drawing | E591
255 | 3/4" - NGS-HS152 - AG1A | 3/4" | NITROGEN GAS | GAS | CS |  | Drawing | E592
256 | 3/4" - NGS-HS153 - AG1A | 3/4" | NITROGEN GAS | GAS | CS |  | Drawing | E593
257 | 3/4" - NGS-HS154-2 - AG1A | 3/4" | NITROGEN GAS | GAS | CS |  | Drawing | E594
258 | 3/4" - NGS-HS155-2 - AG1A | 3/4" | NITROGEN GAS | GAS | CS |  | Drawing | E595
259 | 3/4" - NGS-HS162 - AG1A | 3/4" | NITROGEN GAS | GAS | CS |  | Drawing | E596
260 | 1 1/2" - P-1206 - AS1A | 1 1/2" | PROCESS |  | A312-TP304 |  | Drawing | E601
261 | 3/4" - P-1207 - AS1A | 3/4" | PROCESS |  | A312-TP304 |  | Drawing | E602
262 | 3/4" - P-1208 - AS1A | 3/4" | PROCESS |  | A312-TP304 |  | Drawing | E603
263 | 1 1/2" - P-1211 - AG1C | 1 1/2" | PROCESS |  | CS |  | Drawing | E604
264 | 1 1/2" - P-1304 - BS1A | 1 1/2" | PROCESS |  | A312-TP304 |  | Drawing | E607
265 | 1 1/2" - P-1305 - BS1A | 1 1/2" | PROCESS |  | A312-TP304 |  | Drawing | E608
266 | 1" - P-1306 - BS1A | 1" | PROCESS |  | A312-TP304 |  | Drawing | E609
267 | 3/4" - P-1307 - BS1A | 3/4" | PROCESS |  | A312-TP304 |  | Drawing | E610
268 | 1 1/2" - P-1413 - AS1A | 1 1/2" | PROCESS |  | A312-TP304 |  | Drawing | E612
269 | 3/4" - P-1416 - AS1A | 3/4" | PROCESS |  | A312-TP304 |  | Drawing | E613
270 | 1 1/2" - P-1422 - BS1A | 1 1/2" | PROCESS |  | A312-TP304 | H25 | Drawing | E615
271 | 3/4" - P-1429 - AS1A | 3/4" | PROCESS |  | A312-TP304 |  | Drawing | E616
272 | 1" - P-1506 - AS1A | 1" | PROCESS |  | A312-TP304 |  | Drawing | E617
273 | 1" - P-1514 - AS1A | 1" | PROCESS |  | A312-TP304 |  | Drawing | E618
274 | 1" - P-1623 - AS1A | 1" | PROCESS |  | A312-TP304 |  | Drawing | E619
275 | 1 1/2" - P-1624 - AS1A | 1 1/2" | PROCESS |  | A312-TP304 |  | Drawing | E620
276 | 1" - P-1627 - AS1A | 1" | PROCESS |  | A312-TP304 |  | Drawing | E621
277 | 1" - P-1628 - AS1A | 1" | PROCESS |  | A312-TP304 |  | Drawing | E622
278 | 3/4" - P-1630 - AS1A | 3/4" | PROCESS |  | A312-TP304 |  | Drawing | E623
279 | 3/4" - P-1635 - AS1A | 3/4" | PROCESS |  | A312-TP304 |  | Drawing | E624
280 | 1" - P-1637 - AS1A | 1" | PROCESS |  | A312-TP304 |  | Drawing | E625
281 | 3/4" - P-1642 - AS1A | 3/4" | PROCESS |  | A312-TP304 |  | Drawing | E626
282 | 1 1/2" - P-1644 - AS1A | 1 1/2" | PROCESS |  | A312-TP304 |  | Drawing | E627
283 | 1" - P-1645 - AS1A | 1" | PROCESS |  | A312-TP304 |  | Drawing | E628
284 | 1" - P-1647 - AS1A | 1" | PROCESS |  | A312-TP304 |  | Drawing | E629
285 | 1 1/2" - P-1648 - AS1A | 1 1/2" | PROCESS |  | A312-TP304 |  | Drawing | E630
286 | 3/4" - P-2106 - AS1A | 3/4" | PROCESS |  | A312-TP304 | HT25 | Drawing | E633
287 | 3/4" - P-2112 - AS1B | 3/4" | PROCESS |  | A312-TP304 |  | Drawing | E635
288 | 1 1/2" - P-2113 - AS1B | 1 1/2" | PROCESS |  | A312-TP304 |  | Drawing | E636
289 | 1 1/2" - P-2114 - AS1B | 1 1/2" | PROCESS |  | A312-TP304 |  | Drawing | E637
290 | 3/4" - P-2117 - AS1B | 3/4" | PROCESS |  | A312-TP304 |  | Drawing | E640
291 | 1 1/2" - P-2121 - AS1A | 1 1/2" | PROCESS |  | A312-TP304 |  | Drawing | E642
292 | 1 1/2" - P-2123 - AS1A | 1 1/2" | PROCESS |  | A312-TP304 | LJ25 | Drawing | E643
293 | 1" - P-2127 - AS1A | 1" | PROCESS |  | A312-TP304 |  | Drawing | E644
294 | 1 1/2" - P-2130 - AS1A | 1 1/2" | PROCESS |  | A312-TP304 |  | Drawing | E645
295 | 3/4" - P-2133 - AS1A | 3/4" | PROCESS |  | A312-TP304 |  | Drawing | E646
296 | 3/4" - P-2134 - AS1A | 3/4" | PROCESS |  | A312-TP304 |  | Drawing | E647
297 | 3/4" - P-2204 - AS1A | 3/4" | PROCESS |  | A312-TP304 | HT25 | Drawing | E650
298 | 3/4" - P-2205 - AS1A | 3/4" | PROCESS |  | A312-TP304 | HT25 | Drawing | E651
299 | 1 1/2" - P-2213 - AS1B | 1 1/2" | PROCESS |  | A312-TP304 |  | Drawing | E653
300 | 1 1/2" - P-2214 - AS1B | 1 1/2" | PROCESS |  | A312-TP304 |  | Drawing | E654
301 | 1 1/2" - P-2118 - AS1B | 1 1/2" | PROCESS |  | A312-TP304 |  | Drawing | E658
302 | 1" - P-2225-1 - AG1D | 1" | PROCESS |  | CS |  | Drawing | E661
303 | 1" - P-2226-1 - AG1D | 1" | PROCESS |  | CS |  | Drawing | E662
304 | 3/4" - P-2303 - AS1A | 3/4" | PROCESS |  | A312-TP304 |  | Drawing | E664
305 | 3/4" - P-2306 - AS1A | 3/4" | PROCESS |  | A312-TP304 |  | Drawing | E665
306 | 3/4" - P-2308 - BS1A | 3/4" | PROCESS |  | A312-TP304 | HT25 | Drawing | E667
307 | 1 1/2" - P-2403 - AS1A | 1 1/2" | PROCESS |  | A312-TP304 |  | Drawing | E669
308 | 3/4" - P-2404 - AS1A | 3/4" | PROCESS |  | A312-TP304 |  | Drawing | E670
309 | 3/4" - P-2405 - AS1A | 3/4" | PROCESS |  | A312-TP304 |  | Drawing | E671
310 | 1 1/2" - P-2408 - AS1A | 1 1/2" | PROCESS |  | A312-TP304 |  | Drawing | E672
311 | 3/4" - P-2507 - AS1A | 3/4" | PROCESS |  | A312-TP304 | HT25 | Drawing | E675
312 | 3/4" - P-2509 - AS1A | 3/4" | PROCESS |  | A312-TP304 |  | Drawing | E676
313 | 1 1/2" - P-2512 - AS1A | 1 1/2" | PROCESS |  | A312-TP304 |  | Drawing | E677
314 | 3/4" - P-2513 - AS1A | 3/4" | PROCESS |  | A312-TP304 |  | Drawing | E678
315 | 3/4" - P-2514 - AS1A | 3/4" | PROCESS |  | A312-TP304 |  | Drawing | E679
316 | 1" - P-2515 - AS1A | 1" | PROCESS |  | A312-TP304 |  | Drawing | E680
317 | 1" - P-2518 - AS1A | 1" | PROCESS |  | A312-TP304 | HT25 | Drawing | E682
318 | 3/4" - P-2519 - AS1A | 3/4" | PROCESS |  | A312-TP304 | HT25 | Drawing | E683
319 | 1" - P-2520 - AS1A | 1" | PROCESS |  | A312-TP304 | HT25 | Drawing | E684
320 | 1 1/2" - P-3111 - AS1A | 1 1/2" | PROCESS |  | A312-TP304 | P25 | Drawing | E685
321 | 1" - P-3112 - AS1A | 1" | PROCESS |  | A312-TP304 |  | Drawing | E686
322 | 3/4" - P-3206 - AS1A | 3/4" | PROCESS |  | A312-TP304 |  | Drawing | E688
323 | 4-472" - P-3299 - AG1B | 4-472" | PROCESS |  | CS |  | Drawing | E689
324 | 1 1/2" - P-3209 - AG1D | 1 1/2" | PROCESS |  | CS |  | Drawing | E689 .
325 | 1" - P-3212 - AS1B | 1" | PROCESS |  | A312-TP304 |  | Drawing | E690
326 | 1 1/2" - P-3214 - AS1B | 1 1/2" | PROCESS |  | A312-TP304 |  | Drawing | E691
327 | 3/4" - P-3216 - AS1B | 3/4" | PROCESS |  | A312-TP304 |  | Drawing | E693
328 | 3/4" - P-3217 - AS1B | 3/4" | PROCESS |  | A312-TP304 |  | Drawing | E694
329 | 1 1/2" - P-3218 - AG1D | 1 1/2" | PROCESS |  | CS |  | Drawing | E695
330 | 1" - P-3221 - AS1A | 1" | PROCESS |  | A312-TP304 |  | Drawing | E696
331 | 1 1/2" - P-4104 - AS1A | 1 1/2" | PROCESS |  | A312-TP304 |  | Drawing | E698
332 | 3/4" - P-4106 - AS1A | 3/4" | PROCESS |  | A312-TP304 |  | Drawing | E699
333 | 1 1/2" - P-4111-1 - AS1A | 1 1/2" | PROCESS |  | A312-TP304 |  | Drawing | E700
334 | 3/4" - P-4121-1 - AS1A | 3/4" | PROCESS |  | A312-TP304 |  | Drawing | IE701
335 | 3/4" - P-4128 - AS1A | 3/4" | PROCESS |  | A312-TP304 |  | Drawing | E702
336 | 3/4" - P-4138 - AG1C | 3/4" | PROCESS |  | CS |  | Drawing | E703
337 | 1 1/2" - P-4139 - AG1C | 1 1/2" | PROCESS |  | CS |  | Drawing | E704
338 | 1 1/2" - P-4149 - AG1C | 1 1/2" | PROCESS |  | CS |  | Drawing | E705
339 | 1" - P-4205 - AS1A | 1" | PROCESS |  | A312-TP304 |  | Drawing | E706
340 | 1 1/2" - P-4210 - AS1B | 1 1/2" | PROCESS |  | A312-TP304 |  | Drawing | E707
341 | 3/4" - P-4213-1 - AS1B | 3/4" | PROCESS |  | A312-TP304 |  | Drawing | E709
342 | 1 1/2" - P-4214-1 - AS1B | 1 1/2" | PROCESS |  | A312-TP304 |  | Drawing | E710
343 | 3/4" - P-4215 - AS1B | 3/4" | PROCESS |  | A312-TP304 |  | Drawing | E711
344 | 1 1/2" - P-4216 - AS1B | 1 1/2" | PROCESS |  | A312-TP304 |  | Drawing | E712
345 | 3/4" - P-4217 - AS1B | 3/4" | PROCESS |  | A312-TP304 |  | Drawing | E713
346 | 1 1/2" - P-4304-1 - AS1B | 1 1/2" | PROCESS |  | A312-TP304 |  | Drawing | E716
347 | 1 1/2" - P-4309 - AG1D | 1 1/2" | PROCESS |  | CS |  | Drawing | E717
348 | 1" - P-4318 - AG1D | 1" | PROCESS |  | CS |  | Drawing | E718
349 | 1" - P-4319 - AG1D | 1" | PROCESS |  | CS |  | Drawing | E719
350 | 1" - P-4320 - AG1D | 1" | PROCESS |  | CS |  | Drawing | E720
351 | 1 1/2" - P-4402 - AS1B | 1 1/2" | PROCESS |  | A312-TP304 | H25 | Drawing | E721
352 | 3/4" - P-4403-1 - AS1A | 3/4" | PROCESS |  | A312-TP304 | P25 | Drawing | E722
353 | 3/4" - P-4404-1 - AS1B | 3/4" | PROCESS |  | A312-TP304 | H25 | Drawing | E723
354 | 1 1/2" - P-4407-1 - AG1D | 1 1/2" | PROCESS |  | CS |  | Drawing | E724
355 | 1 1/2" - P-4408 - AG1D | 1 1/2" | PROCESS |  | CS |  | Drawing | E725
356 | 1 1/2" - P-4411 - AS1B | 1 1/2" | PROCESS |  | A312-TP304 |  | Drawing | E726
357 | 3/4" - P-4413 - AS1B | 3/4" | PROCESS |  | A312-TP304 |  | Drawing | E728
358 | 1 1/2" - P-4502-1 - AS1B | 1 1/2" | PROCESS |  | A312-TP304 | H25 | Drawing | E729
359 | 3/4" - P-4504 - AS1B | 3/4" | PROCESS |  | A312-TP304 | H25 | Drawing | E730
360 | 1 1/2" - P-4506 - AS1B | 1 1/2" | PROCESS |  | A312-TP304 |  | Drawing | E731
361 | 1 1/2" - P-4507 - AG1B | 1 1/2" | PROCESS |  | CS |  | Drawing | E732
362 | 1 1/2" - P-4508-1 - AG1D | 1 1/2" | PROCESS |  | CS |  | Drawing | E733
363 | 1 1/2" - P-4510 - AS1B | 1 1/2" | PROCESS |  | A312-TP304 |  | Drawing | E734
364 | 1" - P-4511 - AS1B | 1" | PROCESS |  | A312-TP304 |  | Drawing | E735
365 | 3/4" - P-4512 - AS1A | 3/4" | PROCESS |  | A312-TP304 |  | Drawing | E736
366 | 3/4" - P-4513 - AS1B | 3/4" | PROCESS |  | A312-TP304 |  | Drawing | E737
367 | 1 1/2" - P-4514-1 - AS1B | 1 1/2" | PROCESS |  | A312-TP304 |  | Drawing | E738
368 | 3/4" - P-4515 - AS1B | 3/4" | PROCESS |  | A312-TP304 |  | Drawing | E739
369 | 3/4" - P-4516 - AS1B | 3/4" | PROCESS |  | A312-TP304 |  | Drawing | E740
370 | 3/4" - P-4517 - AS1B | 3/4" | PROCESS |  | A312-TP304 |  | Drawing | E741
371 | 1 1/2" - P-5103-1 - AS1A | 1 1/2" | PROCESS |  | A312-TP304 | H25 | Drawing | E743
372 | 1 1/2" - P-5104 - AS1A | 1 1/2" | PROCESS |  | A312-TP304 | P25 | Drawing | E744
373 | 3/4" - P-5107 - AS1A | 3/4" | PROCESS |  | A312-TP304 |  | Drawing | E745
374 | 1 1/2" - P-5113 - AS1A | 1 1/2" | PROCESS |  | A312-TP304 | P25 | Drawing | E746
375 | 1 1/2" - P-5114-1 - AS1A | 1 1/2" | PROCESS |  | A312-TP304 |  | Drawing | E747
376 | 3/4" - P-5115 - AS1A | 3/4" | PROCESS |  | A312-TP304 |  | Drawing | E748
377 | 3/4" - P-5120 - AS1A | 3/4" | PROCESS |  | A312-TP304 | H25 | Drawing | E749
378 | 1" - P-5107-2 - AS1A | 1" | PROCESS |  | A312-TP304 | H25 | Drawing | E751
379 | 1" - P-5128 - AG1C | 1" | PROCESS |  | CS |  | Drawing | E752
380 | 1" - P-5203-1 - AS1A | 1" | PROCESS |  | A312-TP304 | H25 | Drawing | E753
381 | 3/4" - P-5204 - AS1A | 3/4" | PROCESS |  | A312-TP304 | H25 | Drawing | E754
382 | 1" - P-5205 - AS1A | 1" | PROCESS |  | A312-TP304 | P25 | Drawing | E755
383 | 1 1/2" - P-5208 - AG1C | 1 1/2" | PROCESS |  | CS |  | Drawing | E756
384 | 1 1/2" - P-5210 - AS1A | 1 1/2" | PROCESS |  | A312-TP304 |  | Drawing | E757
385 | 3/4" - P-5211 - AS1A | 3/4" | PROCESS |  | A312-TP304 |  | Drawing | E758
386 | 3/4" - P-5213 - AS1A | 3/4" | PROCESS |  | A312-TP304 |  | Drawing | E759
387 | 1 1/2" - P-5214-1 - AS1A | 1 1/2" | PROCESS |  | A312-TP304 |  | Drawing | E760
388 | 1 1/2" - P-5215-1 - AS1A | 1 1/2" | PROCESS |  | A312-TP304 |  | Drawing | E761
389 | 3/4" - P-5216-1 - AS1A | 3/4" | PROCESS |  | A312-TP304 |  | Drawing | E762
390 | 1 1/2" - P-5302-1 - AS1A | 1 1/2" | PROCESS |  | A312-TP304 | H25 | Drawing | E763
391 | 3/4" - P-5303-1 - AS1A | 3/4" | PROCESS |  | A312-TP304 | H25 | Drawing | E764
392 | 3/4" - P-5304 - AS1A | 3/4" | PROCESS |  | A312-TP304 | H25 | Drawing | E765
393 | 1" - P-5306-1 - AS1A | 1" | PROCESS |  | A312-TP304 | H25 | Drawing | E766
394 | 1" - P-5307-1 - AS1A | 1" | PROCESS |  | A312-TP304 | P25 | Drawing | E767
395 | 1 1/2" - P-5311-1 - AG1C | 1 1/2" | PROCESS |  | CS |  | Drawing | E769
396 | 1" - P-5313-1 - AS1A | 1" | PROCESS |  | A312-TP304 | H25 | Drawing | E770
397 | 1 1/2" - P-5314-1 - AS1A | 1 1/2" | PROCESS |  | A312-TP304 | H25 | Drawing | E771
398 | 3/4" - P-5315 - AS1A | 3/4" | PROCESS |  | A312-TP304 | H25 | Drawing | E772
399 | 1 1/2" - P-5317 - AS1A | 1 1/2" | PROCESS |  | A312-TP304 |  | Drawing | E773
400 | 1 1/2" - P-5402-1 - AS1A | 1 1/2" | PROCESS |  | A312-TP304 | H25 | Drawing | E774
401 | 3/4" - P-5403-1 - AS1A | 3/4" | PROCESS |  | A312-TP304 | H25 | Drawing | E775
402 | 3/4" - P-5404 - AS1A | 3/4" | PROCESS |  | A312-TP304 | H | Drawing | E776
403 | 1 1/2" - P-5406 - AG1C | 1 1/2" | PROCESS |  | CS |  | Drawing | E777
404 | 1 1/2" - P-5407 - AS1A | 1 1/2" | PROCESS |  | A312-TP304 |  | Drawing | E778
405 | 3/4" - P-5408 - AG1C | 3/4" | PROCESS |  | CS |  | Drawing | E779
406 | 1 1/2" - P-5409 - AG1C | 1 1/2" | PROCESS |  | CS |  | Drawing | E780
407 | 1 1/2" - P-5410-1 - AS1A | 1 1/2" | PROCESS |  | A312-TP304 |  | Drawing | E781
408 | 3/4" - P-5411-1 - AS1A | 3/4" | PROCESS |  | A312-TP304 |  | Drawing | E782
409 | 1" - P-5412-1 - AS1A | 1" | PROCESS |  | A312-TP304 |  | Drawing | E783
410 | 1" - P-5414-1 - AS1A | 1" | PROCESS |  | A312-TP304 | H25 | Drawing | E785
411 | 1" - P-5415 - AS1A | 1" | PROCESS |  | A312-TP304 |  | Drawing | E786
412 | 1 1/2" - P-5502 - AS1A | 1 1/2" | PROCESS |  | A312-TP304 | H25 | Drawing | E787
413 | 3/4" - P-5503-1 - AS1A | 3/4" | PROCESS |  | A312-TP304 | P25 | Drawing | E788
414 | 3/4" - P-5504 - AS1A | 3/4" | PROCESS |  | A312-TP304 | H25 | Drawing | E789
415 | 1 1/2" - P-5506 - AG1C | 1 1/2" | PROCESS |  | CS |  | Drawing | E790
416 | 1 1/2" - P-5507 - AS1A | 1 1/2" | PROCESS |  | A312-TP304 |  | Drawing | E791
417 | 3/4" - P-5508 - AG1C | 3/4" | PROCESS |  | CS |  | Drawing | E792
418 | 1 1/2" - P-5509 - AG1C | 1 1/2" | PROCESS |  | CS |  | Drawing | E793
419 | 1 1/2" - P-5510-1 - AS1A | 1 1/2" | PROCESS |  | A312-TP304 |  | Drawing | E794
420 | 3/4" - P-5511-1 - AS1A | 3/4" | PROCESS |  | A312-TP304 |  | Drawing | E795
421 | 1" - P-5512-1 - AS1A | 1" | PROCESS |  | A312-TP304 |  | Drawing | E796
422 | 3/4" - P-5513 - AS1A | 3/4" | PROCESS |  | A312-TP304 |  | Drawing | E797
423 | 1 1/2" - P-6103-1 - AS1A | 1 1/2" | PROCESS |  | A312-TP304 | H25 | Drawing | E799
424 | 1 1/2" - P-6104 - AS1A | 1 1/2" | PROCESS |  | A312-TP304 | P25 | Drawing | E800
425 | 3/4" - P-6107 - AS1A | 3/4" | PROCESS |  | A312-TP304 |  | Drawing | E801
426 | 1 1/2" - P-6113-1 - AS1A | 1 1/2" | PROCESS |  | A312-TP304 | P25 | Drawing | E802
427 | 1 1/2" - P-6115 - AG1C | 1 1/2" | PROCESS |  | CS |  | Drawing | E803
428 | 1" - P-6204 - AS1A | 1" | PROCESS |  | A312-TP304 | H25 | Drawing | E805
429 | 1 1/2" - P-6207 - AS1A | 1 1/2" | PROCESS |  | A312-TP304 | P25 | Drawing | E806
430 | 1 1/2" - P-6209 - AS1A | 1 1/2" | PROCESS |  | A312-TP304 |  | Drawing | E807
431 | 3/4" - P-6212 - AS1A | 3/4" | PROCESS |  | A312-TP304 |  | Drawing | E808
432 | 1 1/2" - P-6213 - AS1A | 1 1/2" | PROCESS |  | A312-TP304 |  | Drawing | E809
433 | 3/4" - P-6216 - AS1A | 3/4" | PROCESS |  | A312-TP304 |  | Drawing | E810
434 | 3/4" - P-6217-1 - AS1A | 3/4" | PROCESS |  | A312-TP304 |  | Drawing | E811
435 | 3/4" - P-6218 - AS1A/AG1C | 3/4" | PROCESS |  | A312-TP304 |  | Drawing | E812
436 | 1 1/2" - P-6302 - AS1A | 1 1/2" | PROCESS |  | A312-TP304 | H25 | Drawing | E815
437 | 3/4" - P-6305 - AS1A | 3/4" | PROCESS |  | A312-TP304 | H25 | Drawing | E816
438 | 3/4" - P-6306-1 - AS1A | 3/4" | PROCESS |  | A312-TP304 | H25 | Drawing | E817
439 | 1 1/2" - P-6308 - AS1A | 1 1/2" | PROCESS |  | A312-TP304 |  | Drawing | E818
440 | 1 1/2" - P-6312 - AG1C | 1 1/2" | PROCESS |  | CS |  | Drawing | E820
441 | 3/4" - P-6315 - AS1A | 3/4" | PROCESS |  | A312-TP304 |  | Drawing | E821
442 | 1" - P-6316 - AS1A | 1" | PROCESS |  | A312-TP304 |  | Drawing | E822
443 | 1 1/2" - P-6402 - AS1A | 1 1/2" | PROCESS |  | A312-TP304 | H25 | Drawing | E823
444 | 3/4" - P-6403-1 - AS1A | 3/4" | PROCESS |  | A312-TP304 | P25 | Drawing | E824
445 | 3/4" - P-6404 - AS1A | 3/4" | PROCESS |  | A312-TP304 | H25 | Drawing | E825
446 | 1 1/2" - P-6407 - AG1C | 1 1/2" | PROCESS |  | CS |  | Drawing | E826
447 | 1 1/2" - P-6409 - AS1A | 1 1/2" | PROCESS |  | A312-TP304 |  | Drawing | E828
448 | 3/4" - P-6410 - AS1A | 3/4" | PROCESS |  | A312-TP304 |  | Drawing | E829
449 | 1 1/2" - P-6411 - AG1C | 1 1/2" | PROCESS |  | CS |  | Drawing | E830
450 | 3/4" - P-6413 - AS1A | 3/4" | PROCESS |  | A312-TP304 |  | Drawing | E832
451 | 1" - P-6414-1 - AS1A | 1" | PROCESS |  | A312-TP304 |  | Drawing | E833
452 | 3/4" - P-6415 - AS1A | 3/4" | PROCESS |  | A312-TP304 |  | Drawing | E834
453 | 1 1/2" - P-9601 - AS1A | 1 1/2" | PROCESS |  | A312-TP304 |  | Drawing | E838
454 | 1 1/2" - P-9603 - AG1C | 1 1/2" | PROCESS |  | CS |  | Drawing | E840
455 | 1" - P-9607 - AG1C | 1" | PROCESS |  | CS |  | Drawing | E841
456 | 1" - P-9608 - AG1C | 1" | PROCESS |  | CS |  | Drawing | E842
457 | 3/4" - P-9609 - AG1C | 3/4" | PROCESS |  | CS |  | Drawing | E843
458 | 3/4" - P-9610 - AG1C | 3/4" | PROCESS |  | CS |  | Drawing | E844
459 | 1" - P-9613 - AS1A | 1" | PROCESS |  | A312-TP304 |  | Drawing | E845
460 | 1" - P-9615 - AS1A | 1" | PROCESS |  | A312-TP304 |  | Drawing | E846
461 | 3/4" - P-9616 - AG1C | 3/4" | PROCESS |  | CS |  | Drawing | E847
462 | 1" - P-9617 - AS1A | 1" | PROCESS |  | A312-TP304 |  | Drawing | E848
463 | 3/4" - P-9620 - AG1C | 3/4" | PROCESS |  | CS |  | Drawing | E849
464 | 3/4" - P-9702 - AG1C | 3/4" | PROCESS |  | CS |  | Drawing | E850
465 | 1" - P-9703 - AS1A | 1" | PROCESS |  | A312-TP304 |  | Drawing | E851
466 | 3/4" - P-9704 - AS1A | 3/4" | PROCESS |  | A312-TP304 |  | Drawing | E852
467 | 1" - P-9705 - AS1A | 1" | PROCESS |  | A312-TP304 |  | Drawing | E853
468 | 3/4" - P-9707 - AG1C | 3/4" | PROCESS |  | CS |  | Drawing | E854
469 | 1 1/2" - P-9805 - AS1C | 1 1/2" | PROCESS |  | A312-TP304 |  | Drawing | E855
470 | 1 1/2" - P-9807-1 - AS1A | 1 1/2" | PROCESS |  | A312-TP304 |  | Drawing | E856
471 | 3/4" - P-9808 - AS1A | 3/4" | PROCESS |  | A312-TP304 |  | Drawing | E857
472 | 1 1/2" - P-9809 - AG1C | 1 1/2" | PROCESS |  | CS |  | Drawing | E858
473 | 1" - P-9811 - AG1C | 1" | PROCESS |  | CS |  | Drawing | E859
474 | 3/4" - P-9812-1 - AG1C | 3/4" | PROCESS |  | CS |  | Drawing | E860
475 | 3/4" - P-9817 - AS1A | 3/4" | PROCESS |  | A312-TP304 | H25 | Drawing | E861
476 | 1 1/2" - P-2110 - AS1B | 1 1/2" | PROCESS |  | A312-TP304 |  | Drawing | E862
477 | 1 1/2" - P-2114 - AS1B | 1 1/2" | PROCESS |  | A312-TP304 |  | Drawing | E863
478 | 1 1/2" - P-2210 - AS1B | 1 1/2" | PROCESS |  | A312-TP304 |  | Drawing | E864
479 | 3/4" - P-2204 - AS1A | 3/4" | PROCESS |  | A312-TP304 | HT25 | Drawing | E868
480 | 3/4" - P-2216 - AS1A | 3/4" | PROCESS |  | A312-TP304 |  | Drawing | E870
481 | 3/4" - P-2219 - AS1A | 3/4" | PROCESS |  | A312-TP304 |  | Drawing | E873
482 | 3/4" - P-2110 - AS1B | 3/4" | PROCESS |  | A312-TP304 | H20 | Drawing | E875
483 | 1" - P-1306 - BS1A | 1" | PROCESS |  | A312-TP304 |  | Drawing | E879
484 | 3/4" - P-2308 - BS1A | 3/4" | PROCESS |  | A312-TP304 | HT25 | Drawing | E880
485 | 3/4" - P-1416 - AS1A | 3/4" | PROCESS |  | A312-TP304 |  | Drawing | E881
486 | 3/4" - P-2515 - AS1A | 3/4" | PROCESS |  | A312-TP304 |  | Drawing | E883
487 | 1" - P-9614 - AS1A | 1" | PROCESS |  | A312-TP304 |  | Drawing | E885
488 | 3/4" - P-2307 - BS1A | 3/4" | PROCESS |  | A312-TP304 | LJ25 | Drawing | E886
489 | 3/4" - P-2404 - AS1A | 3/4" | PROCESS |  | A312-TP304 |  | Drawing | E891
490 | 1 1/2" - P-2214 - AS1B | 1 1/2" | PROCESS |  | A312-TP304 |  | Drawing | E892
491 | 1 1/2" - P-2121 - AS1A | 1 1/2" | PROCESS |  | A312-TP304 |  | Drawing | E893
492 | 3/4" - P-2308 - BS1A | 3/4" | PROCESS |  | A312-TP304 | HT25 | Drawing | E894
493 | 3/4" - P-2205 - AS1A | 3/4" | PROCESS |  | A312-TP304 | HT25 | Drawing | E895
494 | 3/4" - P-2105 - AS1A | 3/4" | PROCESS |  | A312-TP304 | HT25 | Drawing | E896
495 | 1" - P-4303-1 - AS1B | 1" | PROCESS |  | A312-TP304 | H25 | Drawing | E898
496 | 3/4" - P-2513 - AS1A | 3/4" | PROCESS |  | A312-TP304 |  | Drawing | E899
497 | 1" - P-4411 - AS1B | 1" | PROCESS |  | A312-TP304 |  | Drawing | E900
498 | 1 1/2" - P-4412-1 - AS1A | 1 1/2" | PROCESS |  | A312-TP304 |  | Drawing | E901-1
499 | 1 1/2" - P-4411-3 - AS1A | 1 1/2" | PROCESS |  | A312-TP304 |  | Drawing | E901-2
500 | 3/4" - P-4411 - AS1B | 3/4" | PROCESS |  | A312-TP304 |  | Drawing | E902
501 | 3/4" - P-4513 - AS1B | 3/4" | PROCESS |  | A312-TP304 |  | Drawing | E903
502 | 3/4" - P-4413 - AS1B | 3/4" | PROCESS |  | A312-TP304 |  | Drawing | E904
503 | 3/4" - P-4413 - AS1B | 3/4" | PROCESS |  | A312-TP304 |  | Drawing | E905
504 | 3/4" - P-4413 - AS1B | 3/4" | PROCESS |  | A312-TP304 |  | Drawing | E906
505 | 3/4" - P-1630 - AS1A | 3/4" | PROCESS |  | A312-TP304 |  | Drawing | E907
506 | 3/4" - P-1630 - AS1A | 3/4" | PROCESS |  | A312-TP304 |  | Drawing | E908
507 | 1" - P-4412 - AS1A | 1" | PROCESS |  | A312-TP304 |  | Drawing | E909
508 | 1" - P-4412 - AS1A | 1" | PROCESS |  | A312-TP304 |  | Drawing | E910
509 | 3/4" - P-4512 - AS1A | 3/4" | PROCESS |  | A312-TP304 |  | Drawing | E911
510 | 3/4" - P-4512 - AS1A | 3/4" | PROCESS |  | A312-TP304 |  | Drawing | E912
511 | 3/4" - P-4515 - AS1B | 3/4" | PROCESS |  | A312-TP304 |  | Drawing | E913
512 | 3/4" - P-4515 - AS1B | 3/4" | PROCESS |  | A312-TP304 |  | Drawing | E914
513 | 3/4" - P-4515 - AS1A | 3/4" | PROCESS |  | A312-TP304 |  | Drawing | E915
514 | 3/4" - P-4515 - AS1A | 3/4" | PROCESS |  | A312-TP304 |  | Drawing | E917
515 | 3/4" - P-4515 - AS1A | 3/4" | PROCESS |  | A312-TP304 |  | Drawing | E918
516 | 3/4" - P-4516 - AS1A | 3/4" | PROCESS |  | A312-TP304 |  | Drawing | E920
517 | 3/4" - P-4517-2 - AS1B | 3/4" | PROCESS |  | A312-TP304 |  | Drawing | E924
518 | 3/4" - P-4517-4 - AS1B | 3/4" | PROCESS |  | A312-TP304 |  | Drawing | E926
519 | 1" - P-3108 - AS1A | 1" | PROCESS |  | A312-TP304 | H25 | Drawing | E927
520 | 1" - P-3106 - AS1A | 1" | PROCESS |  | A312-TP304 | H25 | Drawing | E928
521 | 1" - P-3106 - AS1A | 1" | PROCESS |  | A312-TP304 | H25 | Drawing | E929
522 | 1" - P-3108 - AS1A | 1" | PROCESS |  | A312-TP304 | H25 | Drawing | E930
523 | 3/4" - P-3208 - AS1B | 3/4" | PROCESS |  | A312-TP304 |  | Drawing | E931
524 | 3/4" - P-3206 - AS1A | 3/4" | PROCESS |  | A312-TP304 | H25 | Drawing | E932
525 | 3/4" - P-3206 - AS1A | 3/4" | PROCESS |  | A312-TP304 | H25 | Drawing | E933
526 | 1 1/2" - P-1641 - AS1A | 1 1/2" | PROCESS |  | A312-TP304 |  | Drawing | E934
527 | 1" - P-1131 - AS1A | 1" | PROCESS |  | A312-TP304 |  | Drawing | E935
528 | 1" - P-1427 - AS1A | 1" | PROCESS |  | A312-TP304 |  | Drawing | E936
529 | 1 1/2" - P-1644 - AS1A | 1 1/2" | PROCESS |  | A312-TP304 |  | Drawing | E938
530 | 1 1/2" - P-4135 - AG1C | 1 1/2" | PROCESS |  | CS |  | Drawing | E940
531 | 1" - P-6118 - AG1C | 1" | PROCESS |  | CS |  | Drawing | E942
532 | 1" - P-9611 - BG3A | 1" | PROCESS |  | CS |  | Drawing | E943
533 | 1" - P-9611 - BG3A | 1" | PROCESS |  | CS |  | Drawing | E944
534 | 1" - P-9611 - BG3A | 1" | PROCESS |  | CS |  | Drawing | E945
535 | 1" - P-9613 - AS1A | 1" | PROCESS |  | A312-TP304 |  | Drawing | E947
536 | 3/4" - P-4215 - AS1B | 3/4" | PROCESS |  | A312-TP304 |  | Drawing | E950
537 | 1 1/2" - P-4514-3 - AS1B | 1 1/2" | PROCESS |  | A312-TP304 |  | Drawing | E952
538 | 1 1/2" - P-6103 - AS1A | 1 1/2" | PROCESS |  | A312-TP304 | H25 | Drawing | E958
539 | 1 1/2" - P-6203-1 - AS1A | 1 1/2" | PROCESS |  | A312-TP304 | H25 | Drawing | E959
540 | 1 1/2" - P-6203-2 - AS1A | 1 1/2" | PROCESS |  | A312-TP304 | H25 | Drawing | E960
541 | 3/4" - P-2106 - AS1A | 3/4" | PROCESS |  | A312-TP304 | HT25 | Drawing | E961
542 | 1 1/2" - PGH-1019 - BG3A | 1 1/2" | PURGE GAS TO FLARE (HIGH PRESSURE) | GAS | CS |  | Drawing | E973
543 | 3/4" - PGH-1129 - AG1C | 3/4" | PURGE GAS TO FLARE (HIGH PRESSURE) | GAS | CS |  | Drawing | E975
544 | 3/4" - PGH-2310 - AG1C | 3/4" | PURGE GAS TO FLARE (HIGH PRESSURE) | GAS | CS |  | Drawing | E976
545 | 1 1/2" - PGH-5106 - AG1C | 1 1/2" | PURGE GAS TO FLARE (HIGH PRESSURE) | GAS | CS |  | Drawing | E977
546 | 1 1/2" - GPH-61096 - AG1C | 1 1/2" |  |  | CS |  | Drawing | E978
547 | 1 1/2" - PGL-2228 - AG1C | 1 1/2" | PURGE GAS TO FLARE (LOW PRESSURE) | GAS | CS |  | Drawing | E995
548 | 1" - PGL-2301 - AG1C | 1" | PURGE GAS TO FLARE (LOW PRESSURE) | GAS | CS |  | Drawing | E996
549 | 1 1/2" - PGL-2305 - AG1C | 1 1/2" | PURGE GAS TO FLARE (LOW PRESSURE) | GAS | CS |  | Drawing | E997
550 | 1 1/2" - PGL-2406 - AG1C | 1 1/2" | PURGE GAS TO FLARE (LOW PRESSURE) | GAS | CS |  | Drawing | E998
551 | 1 1/2" - PGL-2409 - AG1C | 1 1/2" | PURGE GAS TO FLARE (LOW PRESSURE) | GAS | CS |  | Drawing | E999
552 | 1 1/2" - NGB-9972 - AG1A | 1 1/2" | NITROGEN GAS | GAS | CS |  | Drawing | F004
553 | 3/4" - CAT-1113 - BS1A | 3/4" | FLUID INCLUDING CATALYST | CHEMICAL SOLUTION | A312-TP304 |  | Drawing | F009
554 | 1 1/2" - GHY-5109 - DG3A | 1 1/2" | HYDROGEN | GAS | CS |  | Drawing | F026
555 | 1" - IBA-6316-2 - AG1E | 1" | ISO BUTANOL | LIQUID | CS |  | Drawing | F030
556 | 3/4" - NBA-5316 - AG1E | 3/4" | NORMAL BUTANOL | LIQUID | CS |  | Drawing | F049
557 | 3/4" - P-1416 - AS1A | 3/4" | PROCESS |  | A312-TP304 |  | Drawing | F060
558 | 1" - P-1506 - AS1A | 1" | PROCESS |  | A312-TP304 |  | Drawing | F062
559 | 1" - P-1627 - AS1A | 1" | PROCESS |  | A312-TP304 |  | Drawing | F070
560 | 1 1/2" - P-1639 - AS1A | 1 1/2" | PROCESS |  | A312-TP304 |  | Drawing | F072
561 | 1 1/2" - P-1644 - AS1A | 1 1/2" | PROCESS |  | A312-TP304 |  | Drawing | F073
562 | 3/4" - P-2106 - AS1A | 3/4" | PROCESS |  | A312-TP304 | HT25 | Drawing | F074
563 | 3/4" - P-2116 - AS1A | 3/4" | PROCESS |  | A312-TP304 |  | Drawing | F075
564 | 1 1/2" - P-2121 - AS1A | 1 1/2" | PROCESS |  | A312-TP304 |  | Drawing | F076
565 | 3/4" - P-2205 - AS1A | 3/4" | PROCESS |  | A312-TP304 | HT25 | Drawing | F077
566 | 3/4" - P-2507 - AS1A | 3/4" | PROCESS |  | A312-TP304 | HT25 | Drawing | F082
567 | 1" - P-2518 - AS1A | 1" | PROCESS |  | A312-TP304 | HT25 | Drawing | F084
568 | 3/4" - P-4213 - AS1B | 3/4" | PROCESS |  | A312-TP304 |  | Drawing | F088
569 | 3/4" - P-4515 - AS1B | 3/4" | PROCESS |  | A312-TP304 |  | Drawing | F089
570 | 3/4" - P-4516 - AS1B | 3/4" | PROCESS |  | A312-TP304 |  | Drawing | F090
571 | 3/4" - P-4517 - AS1B | 3/4" | PROCESS |  | A312-TP304 |  | Drawing | F100
572 | 1 1/2" - P-2513 - AG1C | 1 1/2" | PROCESS |  | CS |  | Drawing | F101
573 | 1 1/2" - P-5126 - AG1C | 1 1/2" | PROCESS |  | CS |  | Drawing | F102
574 | 1 1/2" - P-6115 - AG1C | 1 1/2" | PROCESS |  | CS |  | Drawing | F104
575 | 1" - P-6119 - AG1C | 1" | PROCESS |  | CS |  | Drawing | F105
576 | 3/4" - P-6218 - AG1C | 3/4" | PROCESS |  | CS |  | Drawing | F107
577 | 1 1/2" - P-9601 - AS1A | 1 1/2" | PROCESS |  | A312-TP304 |  | Drawing | F109
578 | 1 1/2" - P-9602 - AS1A | 1 1/2" | PROCESS |  | A312-TP304 |  | Drawing | F110
579 | 1 1/2" - P-9603 - AG1C | 1 1/2" | PROCESS |  | CS |  | Drawing | F111
580 | 1" - P-9613 - AS1A | 1" | PROCESS |  | A312-TP304 |  | Drawing | F114
581 | 1" - P-9614 - AS1A | 1" | PROCESS |  | A312-TP304 |  | Drawing | F115
582 | 1" - P-9703 - AS1A | 1" | PROCESS |  | A312-TP304 |  | Drawing | F117
583 | 3/4" - P-9707 - AG1C | 3/4" | PROCESS |  | CS |  | Drawing | F118
584 | 1 1/2" - P-4514 - AS1B | 1 1/2" | PROCESS |  | A312-TP304 |  | Drawing | F138
585 | 1 1/2" - GHY-6109 - DG3A | 1 1/2" | HYDROGEN | GAS | CS |  | Drawing | F142
586 | 3/4" - FNG-9604 - AG1C | 3/4" | NATURAL GAS FOR FUEL | GAS | CS |  | Drawing | F147
587 | 1 1/2" - P-2122 - AS1A | 1 1/2" | PROCESS |  | A312-TP304 |  | Drawing | F150
588 | 1" - P-4319 - AG1D | 1" | PROCESS |  | CS | H25 | Drawing | F152
589 | 1" - P-4320 - AG1D | 1" | PROCESS |  | CS | H25 | Drawing | F153
590 | 1 1/2" - PWS-9305 - AG2A | 1 1/2" | POTABLE WATER | WATER | CS |  | Drawing | F160
591 | 1 1/2" - NGS-9551-2 - AG1A | 1 1/2" | NITROGEN GAS | GAS | CS |  | Drawing | F161
592 | 1 1/2" - PC-0240 - AS1A | 1 1/2" | PROCESS CONDENSATE | WATER | A312-TP304 |  | Drawing | F176
593 | 1" - CWR-2573 - AG1A | 1" | COOLING WATER RETURN | WATER | CS |  | Drawing | F181
594 | 3/4" - P-2116 - AS1A | 3/4" | PROCESS |  | A312-TP304 |  | Drawing | F187
595 | 1 1/2" - P-6115 - AG1C | 1 1/2" | PROCESS |  | CS |  | Drawing | F188
596 | 1 1/2" - P-1644 - AS1A | 1 1/2" | PROCESS |  | A312-TP304 |  | Drawing | F189
597 | 3/4" - P-1416 - AS1A | 3/4" | PROCESS |  | A312-TP304 |  | Drawing | F194
598 | 1" - P-9613 - AS1A | 1" | PROCESS |  | A312-TP304 |  | Drawing | F196
599 | 3/4" - P-2507 - AS1A | 3/4" | PROCESS |  | A312-TP304 | HT25 | Drawing | F198
600 | 3/4" - P-2106 - AS1A | 3/4" | PROCESS |  | A312-TP304 | HT25 | Drawing | F199
601 | 1" - P-9614 - AS1A | 1" | PROCESS |  | A312-TP304 |  | Drawing | F200
602 | 1 1/2" - PWS-9305 - AG2A | 1 1/2" | POTABLE WATER | WATER | CS |  | Drawing | F201
603 | 1 1/2" - P-5126 - AG1C | 1 1/2" | PROCESS |  | CS |  | Drawing | F202
604 | 1" - CWS-2572 - AG1A | 1" | COOLING WATER SUPPLY | WATER | CS |  | Drawing | F204
605 | 1 1/2" - PC-0240 - AS1A | 1 1/2" | PROCESS CONDENSATE | WATER | A312-TP304 |  | Drawing | F212
606 | 3/4" - WWT-8301 - AG1C | 3/4" | WASTE WATER | WATER | CS | H25 | Drawing | F220
607 | 3/4" - WWT-8501-2 - AS1A | 3/4" | WASTE WATER | WATER | A312-TP304 | HT25 | Drawing | F220-A
608 | 1" - P-3106 - AS1A | 1" | PROCESS |  | A312-TP304 | H25 | Drawing | F221
609 | 3/4" - PPY-1010 - BG3A | 3/4" | PROPYLENE | CHEMICAL SOLUTION | CS |  | Drawing | F222
610 | 3/4" - PGH-SMP-B-130 - AG1C | 3/4" | PURGE GAS TO FLARE (HIGH PRESSURE) | GAS | CS |  | Drawing | F421
611 | 3/4" - PSM-PB-130 - AS1A | 3/4" |  |  | A312-TP304 |  | Drawing | F424
612 | 3/4" - PGH-SMP-B-101 - AG1C | 3/4" | PURGE GAS TO FLARE (HIGH PRESSURE) | GAS | CS |  | Drawing | F425
613 | D-122 | [5 empty] | Drawing | T005
614 | D-145 | [5 empty] | Drawing | T007
615 | D-151 | [5 empty] | Drawing | T008
616 | D-152 | [5 empty] | Drawing | T009
617 | D-165 | [5 empty] | Drawing | T010
618 | D-211 | [5 empty] | Drawing | T011
619 | D-215 | [5 empty] | Drawing | T012
620 | D-225 | [5 empty] | Drawing | T013
621 | D-231 | [5 empty] | Drawing | T015
622 | D-232 | [5 empty] | Drawing | T016
623 | D-255 | [5 empty] | Drawing | T019
624 | D-325 | [5 empty] | Drawing | T021
625 | 3/4" - D-435 - AS1B | 3/4" |  |  | A312-TP304 | H25 | Drawing | T026
626 | D-711 | [5 empty] | Drawing | T040
627 | D-712 | [5 empty] | Drawing | T041
628 | D-714 | [5 empty] | Drawing | T043
629 | 3/4" - D-851 - AS1A | 3/4" |  |  | A312-TP304 | H25 | Drawing | T045
630 | D-922 | [5 empty] | Drawing | T047
631 | D-961 | [5 empty] | Drawing | T049
632 | E-101 | [5 empty] | Drawing | T056
633 | E-102 | [5 empty] | Drawing | T057
634 | E-103 | [5 empty] | Drawing | T058
635 | E-121 | [5 empty] | Drawing | T059
636 | E-141 | [5 empty] | Drawing | T060
637 | E-142 | [5 empty] | Drawing | T061
638 | E-161 | [5 empty] | Drawing | T062
639 | 3/4" - E-622 - AG1B | 3/4" |  |  | CS | H25 | Drawing | T063
640 | E-162 | [5 empty] | Drawing | T063A
641 | E-212 | [5 empty] | Drawing | T064
642 | E-222 | [5 empty] | Drawing | T066
643 | E-252 | [5 empty] | Drawing | T067
644 | 3/4" - E-322 - AS1B | 3/4" |  |  | A312-TP304 | H30 | Drawing | T068
645 | 3/4" - E-411 - DS1A | 3/4" |  |  | A312-TP304 | H25 | Drawing | T070
646 | 3/4" - E-422 - BG4A | 3/4" |  |  | CS | H30 | Drawing | T072
647 | 3/4" - E-432 - BG4A | 3/4" |  |  | CS | H30 | Drawing | T073
648 | 3/4" - E-435 - AS1B | 3/4" |  |  | A312-TP304 | P25 | Drawing | T075
649 | 3/4" - E-442 - BG4A | 3/4" |  |  | CS | H30 | Drawing | T076
650 | 3/4" - E-452 - BG4A | 3/4" |  |  | CS | H30 | Drawing | T077
651 | 3/4" - E-511 - BG4A | 3/4" |  |  | CS | H40 | Drawing | T078
652 | 3/4" - E-552 - AG1B | 3/4" |  |  | CS | H25 | Drawing | T079 .
653 | 3/4" - E-532 - AG1B | 3/4" |  |  | CS | H25 | Drawing | T080
654 | 3/4" - E-542 - BG4A | 3/4" |  |  | CS | H30 | Drawing | T081
655 | 3/4" - E-552 - AG1B | 3/4" |  |  | CS | H25 | Drawing | T082
656 | 3/4" - E-611 - DS1A | 3/4" |  |  | A312-TP304 | H25 | Drawing | T083
657 | 3/4" - E-632 - AG1B | 3/4" |  |  | CS | H25 | Drawing | T085
658 | 3/4" - E-642 - BG4A | 3/4" |  |  | CS | H30 | Drawing | T086
659 | 1" - E-851 - ASIA | 1" |  |  | A312-TP304 | H25 | Drawing | T087
660 | R-101 | [5 empty] | Drawing | T097
661 | R-102 | [5 empty] | Drawing | T098
662 | R-110 | [5 empty] | Drawing | T099
663 | S-115 | [5 empty] | Drawing | T105
664 | S-125 | [5 empty] | Drawing | T106
665 | S-135 | [5 empty] | Drawing | T107
666 | T-120 | [5 empty] | Drawing | T109
667 | T-140 | [5 empty] | Drawing | T110
668 | T-160 | [5 empty] | Drawing | T111
669 | T-210 | [5 empty] | Drawing | T112
670 | T-220 | [5 empty] | Drawing | T113
671 | T-250 | [5 empty] | Drawing | T114
672 | 3/4" - T-420 - AS1B | 3/4" |  |  | A312-TP304 | H130 | Drawing | T116
673 | 3/4" - T-430 - AS1B | 3/4" |  |  | A312-TP304 | H25 | Drawing | T117
674 | 3/4" - T-440 - AS1B | 3/4" |  |  | A312-TP304 | H35 | Drawing | T118
675 | 3/4" - T-520 - AS1A | 3/4" |  |  | A312-TP304 | H30 | Drawing | T120
676 | 3/4" - T-530 - AS1A | 3/4" |  |  | A312-TP304 | H25 | Drawing | T121
677 | 3/4" - T-540 - AS1A | 3/4" |  |  | A312-TP304 | H35 | Drawing | T122
678 | 3/4" - T-550 - AS1A | 3/4" |  |  | A312-TP304 | H25 | Drawing | T123
679 | 3/4" - T-620 - AS1A | 3/4" |  |  | A312-TP304 | H30 | Drawing | T124
680 | 3/4" - T-630 - AS1A | 3/4" |  |  | A312-TP304 | H25 | Drawing | T125
681 | 3/4" - T-640 - AS1A | 3/4" |  |  | A312-TP304 | H25 | Drawing | T126
682 | 3/4" - T-980 - AS1A | 3/4" |  |  | A312-TP304 | H25 | Drawing | T127
683 | TK-211 | [5 empty] | Drawing | T136
684 | TK-251 | [5 empty] | Drawing | T137
685 | TK-411 | [5 empty] | Drawing | T138
686 | TK-511 | [5 empty] | Drawing | T139
687 | TK-611 | [5 empty] | Drawing | T140
688 | 1 1/2" - PGL-2510 - AG1C | 1 1/2" | PURGE GAS TO FLARE (LOW PRESSURE) | GAS | CS |  | Drawing | Z001
689 | 1 1/2" - PGL-2511 - AG1C | 1 1/2" | PURGE GAS TO FLARE (LOW PRESSURE) | GAS | CS |  | Drawing | Z002
690 | 1 1/2" - PGL-3157-1 - AG1C | 1 1/2" | PURGE GAS TO FLARE (LOW PRESSURE) | GAS | CS |  | Drawing | Z003
691 | 1 1/2" - PGL-5309 - AG1C | 1 1/2" | PURGE GAS TO FLARE (LOW PRESSURE) | GAS | CS |  | Drawing | Z004
692 | 1 1/2" - PGL-6210 - AG1C | 1 1/2" | PURGE GAS TO FLARE (LOW PRESSURE) | GAS | CS |  | Drawing | Z007
693 | 1 1/2" - PGL-6309 - AG1C | 1 1/2" | PURGE GAS TO FLARE (LOW PRESSURE) | GAS | CS |  | Drawing | Z008
694 | 1 1/2" - PGL-6408 - AG1C | 1 1/2" | PURGE GAS TO FLARE (LOW PRESSURE) | GAS | CS |  | Drawing | Z009
695 | 1 1/2" - PGL-9806 - AG1C | 1 1/2" | PURGE GAS TO FLARE (LOW PRESSURE) | GAS | CS |  | Drawing | Z010
696 | 1 1/2" - PGL-3157-2 - AG1C | 1 1/2" | PURGE GAS TO FLARE (LOW PRESSURE) | GAS | CS |  | Drawing | Z011
697 | 3/4" - PPY-1006 - BG3A | 3/4" | PROPYLENE | CHEMICAL SOLUTION | CS | HT25 | Drawing | Z021
698 | 3/4" - PPY-1006 - BG3A | 3/4" | PROPYLENE | CHEMICAL SOLUTION | CS | HT25 | Drawing | Z023
699 | 3/4" - PPY-1006 - BG3A | 3/4" | PROPYLENE | CHEMICAL SOLUTION | CS | HT25 | Drawing | Z024
700 | 3/4" - PPY-1010 - BG3A | 3/4" | PROPYLENE | CHEMICAL SOLUTION | CS |  | Drawing | Z025
701 | 3/4" - PPY-1011 - BG3A | 3/4" | PROPYLENE | CHEMICAL SOLUTION | CS |  | Drawing | Z026
702 | 1" - RWR-1147 - AG1A | 1" | REFRIGRATED WATER RETURN | WATER | CS | L25 | Drawing | Z037
703 | 1" - RWR-1148 - AG1A | 1" | REFRIGRATED WATER RETURN | WATER | CS | L25 | Drawing | Z038
704 | 1 1/2" - RWR-1215 - AG1A | 1 1/2" | REFRIGRATED WATER RETURN | WATER | CS | L25 | Drawing | Z039
705 | 1" - RWR-1433 - AG1A | 1" | REFRIGRATED WATER RETURN | WATER | CS | L25 | Drawing | Z041
706 | 1 1/2" - RWR-1523 - AG1A | 1 1/2" | REFRIGRATED WATER RETURN | WATER | CS | L25 | Drawing | Z043
707 | 1" - RWR-1662 - AG1A | 1" | REFRIGRATED WATER RETURN | WATER | CS | L25 | Drawing | Z044
708 | 1" - RWR-2134 - AG1A | 1" | REFRIGRATED WATER RETURN | WATER | CS | L25 | Drawing | Z045
709 | 1" - RWR-2248 - AG1A | 1" | REFRIGRATED WATER RETURN | WATER | CS | L25 | Drawing | Z046
710 | 3/4" - RWR-254 - AG1A | 3/4" | REFRIGRATED WATER RETURN | WATER | CS |  | Drawing | Z049
711 | 1 1/2" - RWR-2356 - AG1A | 1 1/2" | REFRIGRATED WATER RETURN | WATER | CS | L25 | Drawing | Z050
712 | 3/4" - RWR-2452 - AG1A | 3/4" | REFRIGRATED WATER RETURN | WATER | CS | L25 | Drawing | Z051
713 | 3/4" - RWR-2454 - AG1A . | 3/4" | REFRIGRATED WATER RETURN | WATER | CS | L25 | Drawing | Z052
714 | 3/4" - RWR-2456 - AG1A | 3/4" | REFRIGRATED WATER RETURN | WATER | CS | L25 | Drawing | Z053
715 | 1" - RWR-4152 - AG1A | 1" | REFRIGRATED WATER RETURN | WATER | CS | L25 | Drawing | Z054
716 | 1" - RWR-4156 - AG1A | 1" | REFRIGRATED WATER RETURN | WATER | CS | L25 | Drawing | Z056
717 | 3/4" - RWR-5152 - AG1A | 3/4" | REFRIGRATED WATER RETURN | WATER | CS | L25 | Drawing | Z057
718 | 3/4" - P-5256 - AG1A | 3/4" | PROCESS |  | CS | L25 | Drawing | Z058
719 | 3/4" - RWR-6152 - AG1A | 3/4" | REFRIGRATED WATER RETURN | WATER | CS | L25 | Drawing | Z059
720 | 3/4" - RWR-6256 - AG1A | 3/4" | REFRIGRATED WATER RETURN | WATER | CS | L25 | Drawing | Z060
721 | 1" - RWR-1660 - AG1A | 1" | REFRIGRATED WATER RETURN | WATER | CS | L25 | Drawing | Z061
722 | 1" - RWR-1145 - AG1A | 1" | REFRIGRATED WATER RETURN | WATER | CS | L25 | Drawing | Z076
723 | 1" - RWS-1146 - AG1A | 1" | REFRIGRATED WATER SUPPLY | WATER | CS | L25 | Drawing | Z077
724 | 1 1/2" - RWS-1214 - AG1A | 1 1/2" | REFRIGRATED WATER SUPPLY | WATER | CS | L25 | Drawing | Z078
725 | 1 1/2" - RWS-1335 - AG1A | 1 1/2" | REFRIGRATED WATER SUPPLY | WATER | CS | L25 | Drawing | Z079
726 | 1" - RWS-1432 - AG1A | 1" | REFRIGRATED WATER SUPPLY | WATER | CS | L25 | Drawing | Z080
727 | 1 1/2" - RWS-1522 - AG1A | 1 1/2" | REFRIGRATED WATER SUPPLY | WATER | CS | L25 | Drawing | Z081
728 | 1" - RWS-2247 - AG1A | 1" | REFRIGRATED WATER SUPPLY | WATER | CS | L25 | Drawing | Z082
729 | 1" - RWS-2133 - AG1A | 1" | REFRIGRATED WATER SUPPLY | WATER | CS | L25 | Drawing | Z084
730 | 3/4" - RWS-2351 - AG1A | 3/4" | REFRIGRATED WATER SUPPLY | WATER | CS | L25 | Drawing | Z085
731 | 3/4" - RWS-2451 - AG1A | 3/4" | REFRIGRATED WATER SUPPLY | WATER | CS | L25 | Drawing | Z086
732 | 3/4" - RWS-2453 - AG1A | 3/4" | REFRIGRATED WATER SUPPLY | WATER | CS | L25 | Drawing | Z087
733 | 3/4" - RWS-2455 - AG1A | 3/4" | REFRIGRATED WATER SUPPLY | WATER | CS | L25 | Drawing | Z088
734 | 1" - RWS-1659 - AG1A | 1" | REFRIGRATED WATER SUPPLY | WATER | CS | L25 | Drawing | Z089
735 | 1" - RWS-1661 - AG1A | 1" | REFRIGRATED WATER SUPPLY | WATER | CS | L25 | Drawing | Z090
736 | 3/4" - RWS-6255 - AG1A | 3/4" | REFRIGRATED WATER SUPPLY | WATER | CS | L25 | Drawing | Z091
737 | 1" - RWS-4255 - AG1A | 1" | REFRIGRATED WATER SUPPLY | WATER | CS | L25 | Drawing | Z092
738 | 3/4" - RWS-5151 - AG1A | 3/4" | REFRIGRATED WATER SUPPLY | WATER | CS | L25 | Drawing | Z093
739 | 3/4" - RWS-5255 - AG1A | 3/4" | REFRIGRATED WATER SUPPLY | WATER | CS | L25 | Drawing | Z094
740 | 1" - RWS-4151 - AG1A | 1" | REFRIGRATED WATER SUPPLY | WATER | CS | L25 | Drawing | Z095
741 | 3/4" - RWS-6151 - AG1A | 3/4" | REFRIGRATED WATER SUPPLY | WATER | CS | L25 | Drawing | Z096
742 | 3/4" - SHY-3116 - AS1A | 3/4" | SODIUM HYDROXIDE | CHEMICAL SOLUTION | A312-TP304 |  | Drawing | Z097
743 | 3/4" - SHY-3116 - AS1A | 3/4" | SODIUM HYDROXIDE | CHEMICAL SOLUTION | A312-TP304 |  | Drawing | Z098
744 | 3/4" - SHY-3116 - AS1A | 3/4" | SODIUM HYDROXIDE | CHEMICAL SOLUTION | A312-TP304 |  | Drawing | Z099
745 | 1 1/2" - TOL-2126 - AS1A | 1 1/2" | TOLUENE | CHEMICAL SOLUTION | A312-TP304 |  | Drawing | Z101
746 | 1 1/2" - TOL-2126 - AS1A | 1 1/2" | TOLUENE | CHEMICAL SOLUTION | A312-TP304 |  | Drawing | Z102
747 | 3/4" - P-2116 - AS1A | 3/4" | PROCESS |  | A312-TP304 |  | Drawing | Z103
748 | 1 1/2" - P-9603 - AG1C | 1 1/2" | PROCESS |  | CS |  | Drawing | Z107
749 | 1 1/2" - P-4402-2 - AS1B | 1 1/2" | PROCESS |  | A312-TP304 | H25 | Drawing | Z109
750 | 1" - P-4303-2 - AS1B | 1" | PROCESS |  | A312-TP304 | H25 | Drawing | Z110
751 | 3" - P-4303-3 - AS1B | 3" | PROCESS |  | A312-TP304 | H25 | Drawing | Z111
752 | 1 1/2" - P-1422 - BS1A | 1 1/2" | PROCESS |  | A312-TP304 | H25 | Drawing | Z112
753 | 1" - P-3221 - AS1A | 1" | PROCESS |  | A312-TP304 | H25 | Drawing | Z113
754 | 3/4" - P-6218 - AS1A | 3/4" | PROCESS |  | A312-TP304 |  | Drawing | Z114
755 | 3/4" - P-6218-3 - AS1A | 3/4" | PROCESS |  | A312-TP304 |  | Drawing | Z115
756 | 3/4" - P-9812-2 - AG1C | 3/4" | PROCESS |  | CS |  | Drawing | Z115-A
757 | 3/4" - P-4213-2 - AS1B | 3/4" | PROCESS |  | A312-TP304 |  | Drawing | Z117
758 | 1" - P-2225-2 - AG1D | 1" | PROCESS |  | CS |  | Drawing | Z118
759 | 1" - P-2226-2 - AG1D | 1" | PROCESS |  | CS |  | Drawing | Z119
760 | 3/4" - P-9616-2 - AG1C | 3/4" | PROCESS |  | CS |  | Drawing | Z122
761 | 1 1/2" - P-4503-1 - AS1A | 1 1/2" | PROCESS |  | A312-TP304 | P25 | Drawing | Z123
762 | 1" - P-4503-2 - AS1A | 1" | PROCESS |  | A312-TP304 | P25 | Drawing | Z124
763 | 1" - P-4503-3 - AS1A | 1" | PROCESS |  | A312-TP304 | P25 | Drawing | Z125
764 | 1" - P-4503-1 - AS1A | 1" | PROCESS |  | A312-TP304 | P25 | Drawing | Z126
765 | 1" - P-6414 - AS1A | 1" | PROCESS |  | A312-TP304 |  | Drawing | Z128
766 | 3/4" - P-6414 - AS1A | 3/4" | PROCESS |  | A312-TP304 |  | Drawing | Z129
767 | 3/4" - P-6414 - AS1A | 3/4" | PROCESS |  | A312-TP304 |  | Drawing | Z130
768 | 3/4" - P-6414 - AS1A | 3/4" | PROCESS |  | A312-TP304 |  | Drawing | Z131
769 | 1 1/2" - P-6113-2 - AS1A | 1 1/2" | PROCESS |  | A312-TP304 |  | Drawing | Z132
770 | 1 1/2" - P-4304-2 - AS1B | 1 1/2" | PROCESS |  | A312-TP304 | H25 | Drawing | Z133
771 | 1 1/2" - P-16412-2 - AS1A | 1 1/2" | PROCESS |  | A312-TP304 |  | Drawing | Z134
772 | 1 1/2" - P-9810 - AG1C | 1 1/2" | PROCESS |  | CS |  | Drawing | Z135
773 | 3/4" - P-4121-2 - AS1A | 3/4" | PROCESS |  | A312-TP304 |  | Drawing | Z136
774 | 1 1/2" - P-4313-1 - AS1A | 1 1/2" | PROCESS |  | A312-TP304 | H25 | Drawing | Z137
775 | 1 1/2" - P-4313-2 - AS1A | 1 1/2" | PROCESS |  | A312-TP304 | H25 | Drawing | Z138
776 | 1 1/2" - P-4313-3 - AS1B | 1 1/2" | PROCESS |  | A312-TP304 | H25 | Drawing | Z139
777 | 1" - P-4320-3 - AG1D | 1" | PROCESS |  | CS | H25 | Drawing | Z141
778 | 1" - P-4319-3 - AG1D | 1" | PROCESS |  | CS | H25 | Drawing | Z142
779 | 1 1/2" - P-4508-2 - AG1D | 1 1/2" | PROCESS |  | CS |  | Drawing | Z143
780 | 1 1/2" - P-4214-3 - AS1B | 1 1/2" | PROCESS |  | A312-TP304 |  | Drawing | Z145
781 | 1 1/2" - P-4214-4 - AS1B | 1 1/2" | PROCESS |  | A312-TP304 |  | Drawing | Z146
782 | 1 1/2" - P-4214-5 - AS1B | 1 1/2" | PROCESS |  | A312-TP304 |  | Drawing | Z147
783 | 1 1/2" - P-5207 - AS1A | 1 1/2" | PROCESS |  | A312-TP304 |  | Drawing | Z150
784 | 1 1/2" - P-4502 - AS1B | 1 1/2" | PROCESS |  | A312-TP304 | H25 | Drawing | Z151
785 | 1" - P-5203-2 - AS1A | 1" | PROCESS |  | A312-TP304 | H25 | Drawing | Z152
786 | 1 1/2" - P-5203-3 - AS1A | 1 1/2" | PROCESS |  | A312-TP304 | H25 | Drawing | Z153
787 | 1" - P-5306-2 - AS1A | 1" | PROCESS |  | A312-TP304 | H25 | Drawing | Z154
788 | 1" - P-5306-3 - AS1A | 1" | PROCESS |  | A312-TP304 | H25 | Drawing | Z155
789 | 1 1/2" - P-5214-2 - AS1A | 1 1/2" | PROCESS |  | A312-TP304 |  | Drawing | Z156
790 | 1 1/2" - P-5215-2 - AS1A | 1 1/2" | PROCESS |  | A312-TP304 |  | Drawing | Z157
791 | 1 1/2" - P-5215-3 - AS1A | 1 1/2" | PROCESS |  | A312-TP304 |  | Drawing | Z158
792 | 1 1/2" - P-5215-4 - AS1A | 1 1/2" | PROCESS |  | A312-TP304 |  | Drawing | Z159
793 | 3/4" - P-4403-2 - AS1A | 3/4" | PROCESS |  | A312-TP304 | P25 | Drawing | Z160
794 | 3/4" - P-4403-3 - AS1A | 3/4" | PROCESS |  | A312-TP304 | P25 | Drawing | Z161
795 | 3/4" - P-4404-2 - AS1B | 3/4" | PROCESS |  | A312-TP304 | H25 | Drawing | 2162
796 | 3/4" - P-2514 - AS1A | 3/4" | PROCESS |  | A312-TP304 |  | Drawing | Z163
797 | 3/4" - P-6217-2 - AS1A | 3/4" | PROCESS |  | A312-TP304 |  | Drawing | Z165
798 | 1 1/2" - P-6314-1 - AS1A | 1 1/2" | PROCESS |  | A312-TP304 |  | Drawing | Z166
799 | 1 1/2" - P-1639-1 - AS1A | 1 1/2" | PROCESS |  | A312-TP304 |  | Drawing | Z167
800 | 3/4" - P-3217 - AS1A | 3/4" | PROCESS |  | A312-TP304 |  | Drawing | Z169
801 | 3/4" - P-3217 - AS1A | 3/4" | PROCESS |  | A312-TP304 |  | Drawing | Z170
802 | 3/4" - P-3215 - AS1B | 3/4" | PROCESS |  | A312-TP304 |  | Drawing | Z171
803 | 1" - P-3212 - AS1B | 1" | PROCESS |  | A312-TP304 |  | Drawing | Z172
804 | 1 1/2" - P-3218-2 - AG1D | 1 1/2" | PROCESS |  | CS |  | Drawing | Z173
805 | 1" - P-6303-1 - AS1A | 1" | PROCESS |  | A312-TP304 | H25 | Drawing | Z174
806 | 3/4" - P-3216 - AS1B | 3/4" | PROCESS |  | A312-TP304 |  | Drawing | Z176
807 | 1 1/2" - P-3214 - AS1B | 1 1/2" | PROCESS |  | A312-TP304 |  | Drawing | Z177
808 | 1" - P-3212 - AS1B | 1" | PROCESS |  | A312-TP304 |  | Drawing | Z178
809 | 1 1/2" - P-3211 - AS1B | 1 1/2" | PROCESS |  | A312-TP304 |  | Drawing | Z179
810 | 1 1/2" - P-3211 - AS1B | 1 1/2" | PROCESS |  | A312-TP304 |  | Drawing | Z180
811 | 1 1/2" - P-2123 - AS1A | 1 1/2" | PROCESS |  | A312-TP304 | LJ25 | Drawing | Z183
812 | 1 1/2" - P-4111-2 - AS1A | 1 1/2" | PROCESS |  | A312-TP304 |  | Drawing | Z184
813 | 1" - P-4111-3 - AS1A | 1" | PROCESS |  | A312-TP304 |  | Drawing | Z185
814 | 1 1/2" - P-2639-2 - AS1A | 1 1/2" | PROCESS |  | A312-TP304 |  | Drawing | Z187
815 | 1 1/2" - P-5117-3 - AS1A | 1 1/2" | PROCESS |  | A312-TP304 | H25 | Drawing | Z190
816 | 1 1/2" - P-5117-4 - AS1A | 1 1/2" | PROCESS |  | A312-TP304 | H25 | Drawing | Z191
817 | 1 1/2" - P-5117-5 - AS1A | 1 1/2" | PROCESS |  | A312-TP304 | H25 | Drawing | Z192
818 | 1 1/2" - P-5117-6 - AS1A | 1 1/2" | PROCESS |  | A312-TP304 | H25 | Drawing | Z193
819 | 3/4" - P-4411-5 - AS1B | 3/4" | PROCESS |  | A312-TP304 |  | Drawing | Z200
820 | 3/4" - P-4411-6 - AS1B | 3/4" | PROCESS |  | A312-TP304 |  | Drawing | Z201
821 | 3/4" - P-4411-7 - AS1B | 3/4" | PROCESS |  | A312-TP304 |  | Drawing | Z202
822 | 3/4" - P-5216-2 - AS1A | 3/4" | PROCESS |  | A312-TP304 |  | Drawing | Z203
823 | 1 1/2" - P-5114-2 - AS1A | 1 1/2" | PROCESS |  | A312-TP304 |  | Drawing | Z204
824 | 3/4" - P-5303-2 - AS1A | 3/4" | PROCESS |  | A312-TP304 | H25 | Drawing | Z205
825 | 3/4" - P-5303-3 - AS1A | 3/4" | PROCESS |  | A312-TP304 | H25 | Drawing | Z206
826 | 1" - P-5127-3 - AG1C | 1" | PROCESS |  | CS |  | Drawing | Z207
827 | 3/4" - P-4503-1 - AS1B | 3/4" | PROCESS |  | A312-TP304 | H25 | Drawing | Z208
828 | 1" - P-4503 - AS1B | 1" | PROCESS |  | A312-TP304 | H25 | Drawing | Z209
829 | 1" - P-4503-3 - AS1B | 1" | PROCESS |  | A312-TP304 | H25 | Drawing | Z210
830 | 3/4" - P-4503-4 - AS1B | 3/4" | PROCESS |  | A312-TP304 | P25 | Drawing | Z211
831 | 3/4" - P-6306-2 - AS1A | 3/4" | PROCESS |  | A312-TP304 | H25 | Drawing | Z213
832 | 3/4" - P-6306-3 - AS1A | 3/4" | PROCESS |  | A312-TP304 | P25 | Drawing | Z214
833 | 1" - P-6302-2 - AS1A | 1" | PROCESS |  | A312-TP304 | H25 | Drawing | Z215
834 | 1" - P-6302-3 - AS1A | 1" | PROCESS |  | A312-TP304 | H25 | Drawing | Z216
835 | 3/4" - P-2404 - AS1A | 3/4" | PROCESS |  | A312-TP304 |  | Drawing | Z216
836 | 3/4" - P-6403-2 - AS1A | 3/4" | PROCESS |  | A312-TP304 | P25 | Drawing | Z217
837 | 3/4" - P-6403-3 - AS1A | 3/4" | PROCESS |  | A312-TP304 | P25 | Drawing | Z218
838 | 1" - P-6119-1 - AS1C | 1" | PROCESS |  | A312-TP304 |  | Drawing | Z219
839 | 1" - P-6119-2 - AG1C | 1" | PROCESS |  | CS |  | Drawing | Z220
840 | 1 1/2" - P-6314-2 - AS1A | 1 1/2" | PROCESS |  | A312-TP304 |  | Drawing | Z221
841 | 1 1/2" - P-6314-3 - AS1A | 1 1/2" | PROCESS |  | A312-TP304 |  | Drawing | Z222
842 | 1 1/2" - P-6314-4 - AS1A | 1 1/2" | PROCESS |  | A312-TP304 |  | Drawing | Z223
843 | 1" - P-9811-2 - AG1C | 1" | PROCESS |  | CS |  | Drawing | Z224
844 | 1 1/2" - P-6316-3 - AS1A | 1 1/2" | PROCESS |  | A312-TP304 |  | Drawing | Z225
845 | 1 1/2" - P-6316-2 - AS1A | 1 1/2" | PROCESS |  | A312-TP304 |  | Drawing | Z226
846 | 1 1/2" - P-5314-2 - AS1A | 1 1/2" | PROCESS |  | A312-TP304 | P25 | Drawing | Z227
847 | 1 1/2" - P-5314-3 - AS1A | 1 1/2" | PROCESS |  | A312-TP304 | P25 | Drawing | Z228
848 | 1" - P-5313-2 - AS1A | 1" | PROCESS |  | A312-TP304 | H25 | Drawing | Z229
849 | 1 1/2" - P-2122 - AS1A | 1 1/2" | PROCESS |  | A312-TP304 |  | Drawing | Z229
850 | 1" - P-5313-3 - AS1A | 1" | PROCESS |  | A312-TP304 | H25 | Drawing | Z230
851 | 1 1/2" - P-5410-2 - AS1A | 1 1/2" | PROCESS |  | A312-TP304 |  | Drawing | Z231
852 | 1" - P-9608 - AG1C | 1" | PROCESS |  | CS |  | Drawing | Z232
853 | 1 1/2" - P-2517 - AS1A | 1 1/2" | PROCESS |  | A312-TP304 | H25 | Drawing | Z233
854 | 1 1/2" - P-5510-2 - AS1A | 1 1/2" | PROCESS |  | A312-TP304 |  | Drawing | Z234
855 | 3/4" - P-5413-2 - AS1A | 3/4" | PROCESS |  | A312-TP304 |  | Drawing | Z235
856 | 1 1/2" - P-5103-2 - AS1A | 1 1/2" | PROCESS |  | A312-TP304 | H25 | Drawing | Z236
857 | 1 1/2" - P-4407-2 - AG1D | 1 1/2" | PROCESS |  | CS |  | Drawing | Z237
858 | 1" - P-5307-2 - AS1A | 1" | PROCESS |  | A312-TP304 | P25 | Drawing | Z238
859 | 3/4" - P-5511-2 - AS1A | 3/4" | PROCESS |  | A312-TP304 |  | Drawing | Z239
860 | 3/4" - P-5511-3 - AS1A | 3/4" | PROCESS |  | A312-TP304 |  | Drawing | Z240
861 | 1" - P-5512-2 - AS1A | 1" | PROCESS |  | A312-TP304 |  | Drawing | Z241
862 | 3/4" - P-5512-3 - AS1A | 3/4" | PROCESS |  | A312-TP304 |  | Drawing | Z242
863 | 3/4" - P-5512-4 - AS1A | 3/4" | PROCESS |  | A312-TP304 |  | Drawing | Z243
864 | 3/4" - P-5503-2 - AS1A | 3/4" | PROCESS |  | A312-TP304 | P25 | Drawing | Z244
865 | 3/4" - P-5503-3 - AS1A | 3/4" | PROCESS |  | A312-TP304 | P25 | Drawing | Z245
866 | 1 1/2" - P-5503-4 - AS1A | 1 1/2" | PROCESS |  | A312-TP304 | P25 | Drawing | Z246
867 | 1" - P-5414-2 - AS1A | 1" | PROCESS |  | A312-TP304 | H25 | Drawing | Z247
868 | 1" - P-5414-3 - AS1A | 1" | PROCESS |  | A312-TP304 | H25 | Drawing | Z248
869 | 1" - P-5414-4 - AS1A | 1" | PROCESS |  | A312-TP304 | H25 | Drawing | Z249
870 | 3/4" - P-2507 - AS1A | 3/4" | PROCESS |  | A312-TP304 | HT25 | Drawing | Z250
871 | 1 1/2" - P-3211-4 - AS1B | 1 1/2" | PROCESS |  | A312-TP304 |  | Drawing | Z252
872 | 1 1/2" - P-3211-5 - AS1B | 1 1/2" | PROCESS |  | A312-TP304 |  | Drawing | Z253
873 | 1 1/2" - P-1415 - BS1A | 1 1/2" | PROCESS |  | A312-TP304 |  | Drawing | Z254
874 | 1 1/2" - P-1415 - AS1A | 1 1/2" | PROCESS |  | A312-TP304 |  | Drawing | Z255
875 | 1 1/2" - P-9603 - AG1C | 1 1/2" | PROCESS |  | CS |  | Drawing | Z256
876 | 3/4" - GPA-HS135-2 - AG1A | 3/4" | PLANT AIR | AIR | CS |  | Drawing | Z257
877 | 3/4" - P-5411-2 - AS1A | 3/4" | PROCESS |  | A312-TP304 |  | Drawing | Z258
878 | 3/4" - P-5411-3 - AS1A | 3/4" | PROCESS |  | A312-TP304 |  | Drawing | Z259
879 | 3/4" - P-5411-4 - AS1A | 3/4" | PROCESS |  | A312-TP304 |  | Drawing | Z260
880 | 3/4" - P-5412-2 - AS1A | 3/4" | PROCESS |  | A312-TP304 |  | Drawing | Z261
881 | 3/4" - P-5412-3 - AS1A | 3/4" | PROCESS |  | A312-TP304 |  | Drawing | Z262
882 | 3/4" - P-5403-2 - AS1A | 3/4" | PROCESS |  | A312-TP304 | H25 | Drawing | Z263
883 | 3/4" - P-5403-3 - AS1A | 3/4" | PROCESS |  | A312-TP304 | H25 | Drawing | Z264
884 | 1" - P-4511-2 - AS1B | 1" | PROCESS |  | A312-TP304 |  | Drawing | Z265
885 | 1" - P-4511-3 - AS1B | 1" | PROCESS |  | A312-TP304 | P25 | Drawing | Z266
886 | 1" - P-4511-4 - AS1B | 1" | PROCESS |  | A312-TP304 |  | Drawing | Z267
887 | 1 1/2" - P-1644-2 - AS1A | 1 1/2" | PROCESS |  | A312-TP304 |  | Drawing | Z268
888 | 1" - P-9614 - AS1A | 1" | PROCESS |  | A312-TP304 |  | Drawing | Z270
889 | 1 1/2" - P-1436 - AS1A | 1 1/2" | PROCESS |  | A312-TP304 |  | Drawing | Z271
890 | 1 1/2" - P-1634 - AS1A | 1 1/2" | PROCESS |  | A312-TP304 |  | Drawing | Z272
891 | 1 1/2" - P-2118 - AG1D | 1 1/2" | PROCESS |  | CS |  | Drawing | Z273
892 | 3/4" - NGS-HS135-2 - AG1A | 3/4" | NITROGEN GAS | GAS | CS |  | Drawing | Z275
893 | 1" - P-2518 - AS1A | 1" | PROCESS |  | A312-TP304 | HT25 | Drawing | Z276
894 | 1 1/2" - P-2121 - AS1A | 1 1/2" | PROCESS |  | A312-TP304 |  | Drawing | Z277
895 | 3/4" - P-2501 - AS1A | 3/4" | PROCESS |  | A312-TP304 |  | Drawing | Z278
896 | 1 1/2" - P-5123-1 - AG1C | 1 1/2" | PROCESS |  | CS |  | Drawing | Z280
897 | 1 1/2" - P-5126-1 - AG1C | 1 1/2" | PROCESS |  | CS |  | Drawing | Z281
898 | 1 1/2" - P-6115-4 - AG1C | 1 1/2" | PROCESS |  | CS |  | Drawing | Z282
899 | 1 1/2" - P-5402-2 - AS1A | 1 1/2" | PROCESS |  | A312-TP304 | H25 | Drawing | Z283
900 | 1/2" - NGS-1674 - AG1A | 1/2" | NITROGEN GAS | GAS | CS |  | Drawing | Z284
901 | 1" - DRAIN* - * | 1" |  |  |  |  | Drawing | Z285
902 | DRAIN | [5 empty] | Drawing | Z286
903 | 1" - P-9703-3 - AS1A | 1" | PROCESS |  | A312-TP304 |  | Drawing | Z287
904 | 1 1/2" - P-9807-2 - AS1A | 1 1/2" | PROCESS |  | A312-TP304 |  | Drawing | Z288
905 | 3/4" - MPC-9018 - BG4A | 3/4" | STEAM CONDENSATE | WATER | CS | H25 | Drawing | Z289-3
906 | 3/4" - MPC-9017 - BG4A | 3/4" | STEAM CONDENSATE | WATER | CS | H25 | Drawing | Z289-4
907 | 3/4" - LPC-9018 - AG1B | 3/4" | STEAM CONDENSATE | WATER | CS | H25 | Drawing | Z289-5
908 | 1 1/2" - P-1304 - BS1A | 1 1/2" | PROCESS |  | A312-TP304 | P25 | Drawing | Z290
909 | 1" - P-1627 - AS1A | 1" | PROCESS |  | A312-TP304 |  | Drawing | Z291
910 | 3/4" - NGS-HS139-2 - AG1A | 3/4" | NITROGEN GAS | GAS | CS |  | Drawing | Z292
911 | 3/4" - NGS-HS139-1 - AG1A | 3/4" | NITROGEN GAS | GAS | CS |  | Drawing | Z293
912 | 3/4" - P-4409 - AG1D | 3/4" | PROCESS |  | CS |  | Drawing | Z294
913 | 1" - P-9819 - AS1A | 1" | PROCESS |  | A312-TP304 |  | Drawing | Z297
914 | 1 1/2" - P-9820 - AS1A | 1 1/2" | PROCESS |  | A312-TP304 |  | Drawing | Z298
915 | 3/4" - GPI-HOLD - AG2A | 3/4" | INSTRUMENT AIR | AIR | CS |  | Drawing | Z300
916 | 1" - P-1506 - AS1A | 1" | PROCESS |  | A312-TP304 |  | Drawing | Z301
917 | 1 1/2" - RWS-2355 - AG1A | 1 1/2" | REFRIGRATED WATER SUPPLY | WATER | CS | L25 | Drawing | Z306
918 | 1/2" - NGS-5374 - AG1A | 1/2" | NITROGEN GAS | GAS | CS |  | Drawing | Z313
919 | 1/2" - NGS-4473 - AG1A | 1/2" | NITROGEN GAS | GAS | CS |  | Drawing | Z314
920 | 1/2" - NGS-HOLD - AG1A | 1/2" | NITROGEN GAS | GAS | CS |  | Drawing | Z317
921 | 1 1/2" - P-3223 - AS1B | 1 1/2" | PROCESS |  | A312-TP304 |  | Drawing | Z318
922 | 1" - P-2312 - BS1A | 1" | PROCESS |  | A312-TP304 | HT25 | Drawing | Z323
923 | 1" - P-2312 - BS1A | 1" | PROCESS |  | A312-TP304 | HT25 | Drawing | Z324
924 | 1" - LPC-9854 - AG1B | 1" | STEAM CONDENSATE | WATER | CS | H25 | Drawing | Z330
925 | 1" - PGH-4143 - AG1C | 1" | PURGE GAS TO FLARE (HIGH PRESSURE) | GAS | CS |  | Drawing | Z343
926 | 1/2" - NGS-2171 - AG1A | 1/2" | NITROGEN GAS | GAS | CS |  | Drawing | Z363
927 | 1/2" - NGS-2471 - AG1A | 1/2" | NITROGEN GAS | GAS | CS |  | Drawing | Z364
928 | 1/2" - NGS-6373 - AG1A | 1/2" | NITROGEN GAS | GAS | CS |  | Drawing | Z365
929 | 1/2" - NGS-6175 - AG1A | 1/2" | NITROGEN GAS | GAS | CS |  | Drawing | Z366
930 | 3/4" - NGS-1149 - AG1A | 3/4" | NITROGEN GAS | GAS | CS |  | Drawing | Z367
931 | 1/2" - NGS-5175 - AG1A | 1/2" | NITROGEN GAS | GAS | CS |  | Drawing | Z368
932 | 1/2" - NGS-5573 - AG1A | 1/2" | NITROGEN GAS | GAS | CS |  | Drawing | Z369
933 | 1/2" - NGS-5273 - AG1A | 1/2" | NITROGEN GAS | GAS | CS |  | Drawing | Z370
934 | 1/2" - NGS-5473 - AG1A | 1/2" | NITROGEN GAS | GAS | CS |  | Drawing | Z371
935 | 1/2" - NGS-5373 - AG1A | 1/2" | NITROGEN GAS | GAS | CS |  | Drawing | Z372
936 | 1/2" - NGS-9873 - AG1A | 1/2" | NITROGEN GAS | GAS | CS |  | Drawing | Z373
937 | 1/2" - NGS-5176 - AG1A | 1/2" | NITROGEN GAS | GAS | CS |  | Drawing | Z374
938 | 1/2" - NGS-6473 - AG1A | 1/2" | NITROGEN GAS | GAS | CS |  | Drawing | Z375
939 | 1/2" - NGS-6176 - AG1A | 1/2" | NITROGEN GAS | GAS | CS |  | Drawing | Z376
940 | 1/2" - NGS-6271 - AG1A | 1/2" | NITROGEN GAS | GAS | CS |  | Drawing | Z377
941 | 3/4" - WWT-8501 -1 - AS1A | 3/4" | WASTE WATER | WATER | A312-TP304 | HT25 | Drawing | Z412
942 | 3/4" - WWT-9831 - AS1A | 3/4" | WASTE WATER | WATER | A312-TP304 | HT25 | Drawing | Z414
943 | 1 1/2" - CWS-4255-1 - AG1A | 1 1/2" | COOLING WATER SUPPLY | WATER | CS |  | Drawing | Z429
944 | 1 1/2" - CWS-4256-1 - AG1A | 1 1/2" | COOLING WATER SUPPLY | WATER | CS |  | Drawing | Z430
945 | 3/4" - CWR-4362-2 - AG1A | 3/4" | COOLING WATER RETURN | WATER | CS |  | Drawing | Z432
946 | 1/2" - CWR-4256-2 - AG1A | 1/2" | COOLING WATER RETURN | WATER | CS |  | Drawing | Z433
947 | 1/2" - CWR-4258 - AG1A | 1/2" | COOLING WATER RETURN | WATER | CS |  | Drawing | Z434
948 | 1/2" - CWR-4362-1 - AG1A | 1/2" | COOLING WATER RETURN | WATER | CS |  | Drawing | Z435
949 | 3/4" - CWR-4172 - AG1A | 3/4" | COOLING WATER RETURN | WATER | CS |  | Drawing | Z436
950 | 1/2" - CWR-4364 - AG1A | 1/2" | COOLING WATER RETURN | WATER | CS |  | Drawing | Z437
951 | 3/4" - CWR-1525 - AG1A | 3/4" | COOLING WATER RETURN | WATER | CS |  | Drawing | Z438
952 | 3/4" - CWR-3171 - AG1A | 3/4" | COOLING WATER RETURN | WATER | CS |  | Drawing | Z439
953 | 1/2" - CWR-5254 - AG1A | 1/2" | COOLING WATER RETURN | WATER | CS |  | Drawing | Z440
954 | 1/2" - CWR-5252 - AG1A | 1/2" | COOLING WATER RETURN | WATER | CS |  | Drawing | Z441
955 | 1/2" - CWR-5458 - AG1A | 1/2" | COOLING WATER RETURN | WATER | CS |  | Drawing | Z442
956 | 1/2" - CWR-5456 - AG1A | 1/2" | COOLING WATER RETURN | WATER | CS |  | Drawing | Z443-1
957 | 1/2" - CWR-4456 - AG1A | 1/2" | COOLING WATER RETURN | WATER | CS |  | Drawing | Z443-2
958 | 1/2" - CWR-2252 - AG1A | 1/2" | COOLING WATER RETURN | WATER | CS |  | Drawing | Z444
959 | 3/4" - CWR-6171 - AG1A | 3/4" | COOLING WATER RETURN | WATER | CS |  | Drawing | Z445
960 | 1/2" - CWR-2152 - AG1A | 1/2" | COOLING WATER RETURN | WATER | CS |  | Drawing | Z446
961 | 1/2" - CWR-2352 - AG1A | 1/2" | COOLING WATER RETURN | WATER | CS |  | Drawing | Z447
962 | 3/4" - CWR-5471 - AG1A | 3/4" | COOLING WATER RETURN | WATER | CS |  | Drawing | Z448
963 | 3/4" - CWR-5171 - AG1A | 3/4" | COOLING WATER RETURN | WATER | CS |  | Drawing | Z449
964 | 3/4" - CWR-5371 - AG1A | 3/4" | COOLING WATER RETURN | WATER | CS |  | Drawing | Z450
965 | 3/4" - CWR-9871 - AG1A | 3/4" | COOLING WATER RETURN | WATER | CS |  | Drawing | Z451
966 | 3/4" - CWR-1163 - AG1A | 3/4" | COOLING WATER RETURN | WATER | CS |  | Drawing | Z452
967 | 3/4" - CWR-5173 - AG1A | 3/4" | COOLING WATER RETURN | WATER | CS |  | Drawing | Z453
968 | 3/4" - CWR-9858-2 - AG1A | 3/4" | COOLING WATER RETURN | WATER | CS |  | Drawing | Z455
969 | 3/4" - CWR-2554 - AG1A | 3/4" | COOLING WATER RETURN | WATER | CS |  | Drawing | Z456
970 | 3/4" - CWR-6173 - AG1A | 3/4" | COOLING WATER RETURN | WATER | CS |  | Drawing | Z457
971 | 1/2" - CWR-1254 - AG1A | 1/2" | COOLING WATER RETURN | WATER | CS |  | Drawing | Z458
972 | 1/2" - CWR-4459 - AG1A | 1/2" | COOLING WATER RETURN | WATER | CS |  | Drawing | Z460
973 | 1/2" - CWR-4457 - AG1A | 1/2" | COOLING WATER RETURN | WATER | CS |  | Drawing | Z461
974 | 1/2" - CWR-P-432 - AG1A | 1/2" | COOLING WATER RETURN | WATER | CS |  | Drawing | Z462
975 | 1/2" - CWR-S432 - AG1A | 1/2" | COOLING WATER RETURN | WATER | CS |  | Drawing | Z463
976 | 1/2" - CWS-4361-2 - AG1A | 1/2" | COOLING WATER SUPPLY | WATER | CS |  | Drawing | Z464
977 | 1/2" - CWS-4256 - AG1A | 1/2" | COOLING WATER SUPPLY | WATER | CS |  | Drawing | Z465
978 | 1/2" - CWS-4363 - AG1A | 1/2" | COOLING WATER SUPPLY | WATER | CS |  | Drawing | Z466
979 | 3/4" - CWS-1524 - AG1A | 3/4" | COOLING WATER SUPPLY | WATER | CS |  | Drawing | Z467
980 | 1" - CWS-3255 - AG1A | 1" | COOLING WATER SUPPLY | WATER | CS |  | Drawing | Z468
981 | 1/2" - CWS-5455 - AG1A | 1/2" | COOLING WATER SUPPLY | WATER | CS |  | Drawing | Z469
982 | 1/2" - CWS-5252 - AG1A | 1/2" | COOLING WATER SUPPLY | WATER | CS |  | Drawing | Z470
983 | 1/2" - CWS-5253 - AG1A | 1/2" | COOLING WATER SUPPLY | WATER | CS |  | Drawing | Z471
984 | 1/2" - CWS-5457 - AG1A | 1/2" | COOLING WATER SUPPLY | WATER | CS |  | Drawing | Z472
985 | 1/2" - CWS-2251 - AG1A | 1/2" | COOLING WATER SUPPLY | WATER | CS |  | Drawing | Z473
986 | 3/4" - CWS-6170 - AG1A | 3/4" | COOLING WATER SUPPLY | WATER | CS |  | Drawing | Z474
987 | 1/2" - CWS-2151 - AG1A | 1/2" | COOLING WATER SUPPLY | WATER | CS |  | Drawing | Z475
988 | 1/2" - CWS-2351 - AG1A | 1/2" | COOLING WATER SUPPLY | WATER | CS |  | Drawing | Z476
989 | 1/2" - CWS-4555 - AG1A | 1/2" | COOLING WATER SUPPLY | WATER | CS |  | Drawing | Z477
990 | 1/2" - CWS-4458 - AG1A | 1/2" | COOLING WATER SUPPLY | WATER | CS |  | Drawing | Z478
991 | 1/2" - CWS-4456 - AG1A | 1/2" | COOLING WATER SUPPLY | WATER | CS |  | Drawing | Z479
992 | 3/4" - CWS-5370 - AG1A | 3/4" | COOLING WATER SUPPLY | WATER | CS |  | Drawing | Z480
993 | 3/4" - CWS-9872 - AG1A | 3/4" | COOLING WATER SUPPLY | WATER | CS |  | Drawing | Z481
994 | 3/4" - CWS-5170 - AG1A | 3/4" | COOLING WATER SUPPLY | WATER | CS |  | Drawing | Z482
995 | 3/4" - CWS-5470 - AG1A | 3/4" | COOLING WATER SUPPLY | WATER | CS |  | Drawing | Z483
996 | 3/4" - CWS-9857-1 - AG1A | 3/4" | COOLING WATER SUPPLY | WATER | CS |  | Drawing | Z484
997 | 3/4" - CWS-9857-2 - AG1A | 3/4" | COOLING WATER SUPPLY | WATER | CS |  | Drawing | Z485
998 | 3/4" - CWS-9858-1 - AG1A | 3/4" | COOLING WATER SUPPLY | WATER | CS |  | Drawing | Z486
999 | 3/4" - CWS-1162 - AG1A | 3/4" | COOLING WATER SUPPLY | WATER | CS |  | Drawing | Z489
1000 | 3/4" - CWS-5172 - AG1A | 3/4" | COOLING WATER SUPPLY | WATER | CS |  | Drawing | Z490
1001 | 3/4" - CWS-6470 - AG1A | 3/4" | COOLING WATER SUPPLY | WATER | CS |  | Drawing | Z491
1002 | 3/4" - CWS-2553 - AG1A | 3/4" | COOLING WATER SUPPLY | WATER | CS |  | Drawing | Z492
1003 | 3/4" - CWS-6172 - AG1A | 3/4" | COOLING WATER SUPPLY | WATER | CS |  | Drawing | Z493
1004 | 1/2" - CWS-1253 - AG1A | 1/2" | COOLING WATER SUPPLY | WATER | CS |  | Drawing | FZ494
1005 | 3/4" - CWS-1251 - AG1A | 3/4" | COOLING WATER SUPPLY | WATER | CS |  | Drawing | Z495
1006 | 1 1/2" - VENT-HOLD - AG1A | 1 1/2" |  |  | CS |  | Drawing | Z496
1007 | 1" - DRAIN | 1" |  |  |  |  | Drawing | Z497
1008 | 1/2" - NGS-2575 - AG1A | 1/2" | NITROGEN GAS | GAS | CS |  | Drawing | Z500
1009 | 3/4" - P-230 - AS1A | 3/4" | PROCESS |  | A312-TP304 |  | Drawing | Z501
1010 | 3/4" - P-310 - AS1A | 3/4" | PROCESS |  | A312-TP304 |  | Drawing | Z502
1011 | 3/4" - P-320 - AS1A | 3/4" | PROCESS |  | A312-TP304 |  | Drawing | Z503
1012 | 1" - CWR-SMP-D-251 - AG1A | 1" | COOLING WATER RETURN | WATER | CS |  | Drawing | Z504
1013 | 1" - CWS-251 - AG1A | 1" | COOLING WATER SUPPLY | WATER | CS |  | Drawing | Z505
1014 | 3/4" - P-510 - AG 1C | 3/4" | PROCESS |  | CS |  | Drawing | Z506
1015 | 3/4" - P-960 - BG3A | 3/4" | PROCESS |  | CS |  | Drawing | Z507
1016 | 3/4" - PSM-PE-160 - AS1A | 3/4" |  |  | A312-TP304 |  | Drawing | Z508
1017 | 3/4" - P-410 - AG1C | 3/4" | PROCESS |  | CS |  | Drawing | Z509
1018 | 3/4" - CWS-251 - AG1A | 3/4" | COOLING WATER SUPPLY | WATER | CS |  | Drawing | Z510
1019 | 3/4" - CWR-251 - AG1A | 3/4" | COOLING WATER RETURN | WATER | CS |  | Drawing | Z511
1020 | 1/2" - NGS-251 - AG1A | 1/2" | NITROGEN GAS | GAS | CS |  | Drawing | Z512
1021 | 3/4" - P-610 - AG1C | 3/4" | PROCESS |  | CS |  | Drawing | Z513
1022 | 1/2" - NGS-960 - AG1A | 1/2" | NITROGEN GAS | GAS | CS |  | Drawing | Z515
1023 | 1/2" - HWS-110 - AG1B | 1/2" | COOLING WATER FOR REACTOR | WATER | CS |  | Drawing | Z516
1024 | 3/4" - CWS-1151 - AG1A | 3/4" | COOLING WATER SUPPLY | WATER | CS |  | Drawing | Z517
1025 | 3/4" - CWR-110 - AG1A | 3/4" | COOLING WATER RETURN | WATER | CS |  | Drawing | Z518
1026 | 3/4" - HWS-110 - AG1B | 3/4" | COOLING WATER FOR REACTOR | WATER | CS | H25 | Drawing | Z519
1027 | 3/4" - P-240 - AS1A | 3/4" | PROCESS |  | A312-TP304 |  | Drawing | Z520
1028 | 3/4" - P-250 - AS1A | 3/4" | PROCESS |  | A312-TP304 |  | Drawing | Z521
1029 | 3/4" - P-160 - AS1A | 3/4" | PROCESS |  | A312-TP304 | H25 | Drawing | Z524
1030 | 3/4" - PSM-PE-241 - AS1A | 3/4" |  |  | A312-TP304 |  | Drawing | Z525
1031 | 3/4" - PSM-PD-320 - AS1B | 3/4" |  |  | A312-TP304 |  | Drawing | Z526
1032 | 3/4" - PSM-PD-411 - AS1A | 3/4" |  |  | A312-TP304 | H25 | Drawing | Z527
1033 | 3/4" - P-140 - AS1A | 3/4" | PROCESS |  | A312-TP304 |  | Drawing | Z528
1034 | 3/4" - P-210 - AS1B | 3/4" | PROCESS |  | A312-TP304 |  | Drawing | Z529
1035 | 3/4" - P-220 - AS1B | 3/4" | PROCESS |  | A312-TP304 |  | Drawing | Z530
1036 | 1/2" - NGS-SMP-E-450 - AG1A | 1/2" | NITROGEN GAS | GAS | CS |  | Drawing | Z531
1037 | 3/4" - PSM-PE-150 - AS1A | 3/4" |  |  | A312-TP304 |  | Drawing | Z533
1038 | 3/4" - P-211 - AS1B | 3/4" | PROCESS |  | A312-TP304 |  | Drawing | Z534
1039 | 3/4" - CWR-240 - AG1A | 3/4" | COOLING WATER RETURN | WATER | CS |  | Drawing | Z535
1040 | 3/4" - CWS-240 - AG1A | 3/4" | COOLING WATER SUPPLY | WATER | CS |  | Drawing | Z536
1041 | 3/4" - PSM-PE-430 - AS1B | 3/4" |  |  | A312-TP304 |  | Drawing | Z537
1042 | 3/4" - PSM-PE-450 - AS1B | 3/4" |  |  | A312-TP304 |  | Drawing | Z538
1043 | 3/4" - PSM-PE-420 - AS1B | 3/4" |  |  | A312-TP304 |  | Drawing | Z539
1044 | 3/4" - PSM-PD-410 - AS1A | 3/4" |  |  | A312-TP304 | H25 | Drawing | Z540
1045 | 3/4" - PSM-PE-620 - AS1A | 3/4" |  |  | A312-TP304 |  | Drawing | Z541
1046 | 3/4" - PSM-PE-630 - AS1A | 3/4" |  |  | A312-TP304 |  | Drawing | Z542
1047 | 3/4" - P-140 - AS1A | 3/4" | PROCESS |  | A312-TP304 |  | Drawing | Z543
1048 | 3/4" - P-220 - AS1B | 3/4" | PROCESS |  | A312-TP304 |  | Drawing | Z544
1049 | 3/4" - P-220 - AS1B | 3/4" | PROCESS |  | A312-TP304 |  | Drawing | Z545
1050 | 3/4" - P-140 - BS1A | 3/4" | PROCESS |  | A312-TP304 |  | Drawing | Z546
1051 | 3/4" - PSM-PD-610 - AS1A | 3/4" |  |  | A312-TP304 |  | Drawing | Z547
1052 | 3/4" - SMP-D-640 - AS1A | 3/4" |  |  | A312-TP304 |  | Drawing | Z548
1053 | 3/4" - SMP-E-550 - AS1A | 3/4" |  |  | A312-TP304 |  | Drawing | Z549
1054 | 3/4" - SMP-E-520 - AS1A | 3/4" |  |  | A312-TP304 |  | Drawing | Z550
1055 | 3/4" - SMP-D-510 - AS1A | 3/4" |  |  | A312-TP304 |  | Drawing | Z551
1056 | 3/4" - SMP-D-530 - AS1A | 3/4" |  |  | A312-TP304 |  | Drawing | Z553
1057 | 3/4" - SMP-D-540 - AS1A | 3/4" |  |  | A312-TP304 |  | Drawing | Z554
1058 | 3/4" - SMP-D-980 - AS1A | 3/4" |  |  | A312-TP304 |  | Drawing | Z555
1059 | 3/4" - SMP-D-511 - AS1A | 3/4" |  |  | A312-TP304 |  | Drawing | Z557
1060 | 3/4" - NGS-100 - AG1A | 3/4" | NITROGEN GAS | GAS | CS |  | Drawing | Z558
1061 | 3/4" - CWR-SMP-D-981 - AG1A | 3/4" | COOLING WATER RETURN | WATER | CS |  | Drawing | Z560
1062 | 1/2" - NGS-SMP-D-981 - AG1A | 1/2" | NITROGEN GAS | GAS | CS |  | Drawing | Z562
1063 | 3/4" - PPY-SMP-B-101 - BG3A | 3/4" | PROPYLENE | CHEMICAL SOLUTION | CS |  | Drawing | Z600
1064 | 1 1/2" - P-1314 - BG3A | 1 1/2" | PROCESS |  | CS |  | Drawing | Z601
1065 | 3/4" - P-1110 - BS1A | 3/4" | PROCESS |  | A312-TP304 | H25 | Drawing | Z603
1066 | 3/4" - MPS-1043 - BG4A | 3/4" | MEDIUM PRESSURE STEAM | STEAM | CS | H25 | Drawing | Z604
1067 | 3/4" - P-2104 - AS1B | 3/4" | PROCESS |  | A312-TP304 | HT25 | Drawing | Z605
1068 | 3/4" - P-2115 - AS1B | 3/4" | PROCESS |  | A312-TP304 |  | Drawing | Z606
1069 | 1 1/2" - P-2110 - AS1B | 1 1/2" | PROCESS |  | A312-TP304 |  | Drawing | Z609
1070 | 3/4" - P-2307 - BS1A | 3/4" | PROCESS |  | A312-TP304 | L25 | Drawing | Z610
1071 | 3/4" - P-2404 - AS1A | 3/4" | PROCESS |  | A312-TP304 |  | Drawing | Z612
1072 | 3/4" - P-2516 - AS1A | 3/4" | PROCESS |  | A312-TP304 |  | Drawing | Z613
1073 | 1" - P-1421 - AS1A | 1" | PROCESS |  | A312-TP304 | H25 | Drawing | Z614
1074 | 1" - P-9611 - BG3A | 1" | PROCESS |  | CS |  | Drawing | Z615
1075 | 3/4" - P-2116 - AS1A | 3/4" | PROCESS |  | A312-TP304 |  | Drawing | Z616
1076 | 3/4" - CWS-1041 - AG1A | 3/4" | COOLING WATER SUPPLY | WATER | CS |  | Drawing | Z617
1077 | 1 1/2" - P-5126 - AG1C | 1 1/2" | PROCESS |  | CS |  | Drawing | Z618
1078 | 3/4" - IPA-2303 - AS1A | 3/4" | ISO PROPANOL | LIQUID | A312-TP304 |  | Drawing | Z619
1079 | 3/4" - GHY-1020 - BG3A | 3/4" | HYDROGEN | GAS | CS |  | Drawing | Z622
1080 | 3/4" - P-2502 - AS1A | 3/4" | PROCESS |  | A312-TP304 |  | Drawing | Z623
1081 | 1 1/2" - NGB-0280 - AG1A | 1 1/2" | NITROGEN GAS | GAS | CS |  | Drawing | Z625
1082 | 1" - NGS-1220 - BG3A | 1" | NITROGEN GAS | GAS | CS |  | Drawing | Z626
1083 | 1 1/2" - MPC-0252 - AG1B | 1 1/2" | STEAM CONDENSATE | WATER | CS | H25 | Drawing | Z627
1084 | 1" - PGL-2301 - AG1C | 1" | PURGE GAS TO FLARE (LOW PRESSURE) | GAS | CS |  | Drawing | Z629
1085 | 3/4" - CWR-1042 - AG1A | 3/4" | COOLING WATER RETURN | WATER | CS |  | Drawing | Z630
1086 | 1/2" - CWR-2152 - AG1A | 1/2" | COOLING WATER RETURN | WATER | CS |  | Drawing | Z631
1087 | 3/4" - CWR-2425 - AG1A | 3/4" | COOLING WATER RETURN | WATER | CS |  | Drawing | Z632
1088 | 3/4" - CWR-SMP-D-100 - AG1A | 3/4" | COOLING WATER RETURN | WATER | CS |  | Drawing | Z633
1089 | 1 1/2" - NGB-9971 - AG1A | 1 1/2" | NITROGEN GAS | GAS | CS |  | Drawing | Z634
1090 | 3/4" - NGS-9655 - AG1A | 3/4" | NITROGEN GAS | GAS | CS |  | Drawing | Z635
1091 | 3/4" - P-2215 - AS1B | 3/4" | PROCESS |  | A312-TP304 |  | Drawing | Z636
1092 | 3/4" - P-2217 - AS1B | 3/4" | PROCESS |  | A312-TP304 |  | Drawing | Z637
1093 | 3/4" - P-2220 - AS1B | 3/4" | PROCESS |  | A312-TP304 |  | Drawing | Z638
1094 | 3/4" - CWS-1160 - AG1A | 3/4" | COOLING WATER SUPPLY | WATER | CS |  | Drawing | Z640
1095 | 3/4" - CWR-1161 - AG1A | 3/4" | COOLING WATER RETURN | WATER | CS |  | Drawing | Z641
1096 | 1/2" - NGS-A110 - AG1A | 1/2" | NITROGEN GAS | GAS | CS |  | Drawing | Z642
1097 | 3/4" - NGS-9962 - AG1A | 3/4" | NITROGEN GAS | GAS | CS |  | Drawing | Z643
1098 | 1 1/2" - P-5123 - AG1C | 1 1/2" | PROCESS |  | CS |  | Drawing | Z644
1099 | 3/4" - GPA-HS141 - AG1A | 3/4" | PLANT AIR | AIR | CS |  | Drawing | Z645
1100 | 3/4" - SHY-3116 - AS1A | 3/4" | SODIUM HYDROXIDE | CHEMICAL SOLUTION | A312-TP304 |  | Drawing | Z647
1101 | 1/2" - NGS-2573 - AG1A | 1/2" | NITROGEN GAS | GAS | CS |  | Drawing | Z649
1102 | 3/4" - RWR-2352 - AG1A | 3/4" | REFRIGRATED WATER RETURN | WATER | CS | L25 | Drawing | Z650
1103 | 1 1/2" - RWR-1336 - AG1A | 1 1/2" | REFRIGRATED WATER RETURN | WATER | CS | L25 | Drawing | Z651
1104 | 1/2" - NGS-2373 - AG1A | 1/2" | NITROGEN GAS | GAS | CS |  | Drawing | Z653
1105 | 3/4" - CWS-1152 - AG1A | 3/4" | COOLING WATER SUPPLY | WATER | CS |  | Drawing | Z654.
1106 | 3/4" - CWR-1153 - AG1A | 3/4" | COOLING WATER RETURN | WATER | CS |  | Drawing | Z655
1107 | 1 1/2" - PWS-9310 - AG2A | 1 1/2" | POTABLE WATER | WATER | CS |  | Drawing | Z656
1108 | 1 1/2" - S-9204 - AG1B | 1 1/2" |  |  | CS | P25 | Drawing | Z657
1109 | 3/4" - GOX-0302 - BG3A | 3/4" | OXO GAS (CO + H2 GAS) | GAS | CS |  | Drawing | Z658
1110 | 3/4" - GOX-SMP-B-121 - BG3A | 3/4" | OXO GAS (CO + H2 GAS) | GAS | CS |  | Drawing | Z659
1111 | 3/4" - PSM-PE-250 - AS1A | 3/4" |  |  | A312-TP304 |  | Drawing | Z660 .
1112 | 3/4" - CWS-3270 - AG1A | 3/4" | COOLING WATER SUPPLY | WATER | CS |  | Drawing | Z661
1113 | 3/4" - P-4211 - AS1B | 3/4" | PROCESS |  | A312-TP304 |  | Drawing | Z700
1114 | 1 1/2" - P-4216 - AS1B | 1 1/2" | PROCESS |  | A312-TP304 |  | Drawing | Z701
1115 | 3/4" - P-4218 - AS1B | 3/4" | PROCESS |  | A312-TP304 |  | Drawing | Z702
1116 | 3/4" - P-4219 - AS1B | 3/4" | PROCESS |  | A312-TP304 |  | Drawing | Z703
1117 | 3/4" - PSM-PE-530 - AS1A | 3/4" |  |  | A312-TP304 |  | Drawing | Z704
1118 | 1 1/2" - P-6415 - AS1A | 1 1/2" | PROCESS |  | A312-TP304 | P25 | Drawing | Z705
1119 | 1" - P-3106 - AS1A | 1" | PROCESS |  | A312-TP304 | H25 | Drawing | Z706
1120 | 3/4" - NGS-9551 - AS1A | 3/4" | NITROGEN GAS | GAS | A312-TP304 |  | Drawing | Z750
1121 | 3" - 2EH-4314-1 - AS1A | 3" | 2-ETHYLHEXANOL | CHEMICAL SOLUTION | A312-TP304 |  | Drawing | D001
1122 | 3" - 2EH-4314-2 - AS1A | 3" | 2-ETHYLHEXANOL | CHEMICAL SOLUTION | A312-TP304 |  | Drawing | D003
1123 | 3" - 2EH-4314-3 - AS1A | 3" | 2-ETHYLHEXANOL | CHEMICAL SOLUTION | A312-TP304 |  | Drawing | D004
1124 | 3" - 2EH-4314-5 - AS1A | 3" | 2-ETHYLHEXANOL | CHEMICAL SOLUTION | A312-TP304 |  | Drawing | D005
1125 | 2" - BBD-0156 - AG1B | 2" | BOILER BLOW DOWN | WATER & STEAM | CS | H25 | Drawing | D008
1126 | 2" - BBD-9201 - AG1B | 2" | BOILER BLOW DOWN | WATER & STEAM | CS | H25 | Drawing | D009
1127 | 3" - CWR-1142 - AG1A | 3" | COOLING WATER RETURN | WATER | CS |  | Drawing | D027
1128 | 4" - CWR-1334 - AG1A | 4" | COOLING WATER RETURN | WATER | CS |  | Drawing | D028
1129 | 4" - CWR-1427 - AG1A | 4" | COOLING WATER RETURN | WATER | CS |  | Drawing | D029
1130 | 2" - CWR-1521 - AG1C | 2" | COOLING WATER RETURN | WATER | CS |  | Drawing | D030
1131 | 2 1/2" - CWR-1652 - AG1A | 2 1/2" | COOLING WATER RETURN | WATER | CS |  | Drawing | D031
1132 | 2" - CWR-1654 - AG1A | 2" | COOLING WATER RETURN | WATER | CS |  | Drawing | D032
1133 | 2 1/2" - CWR-2132 - AG1A | 2 1/2" | COOLING WATER RETURN | WATER | CS |  | Drawing | D033
1134 | 5" - CWR-2241 - AG1A | 5" | COOLING WATER RETURN | WATER | CS |  | Drawing | D034
1135 | 2" - CWR-2243 - AG1A | 2" | COOLING WATER RETURN | WATER | CS |  | Drawing | D035
1136 | 2" - CWR-2552 - AG1A | 2" | COOLING WATER RETURN | WATER | CS |  | Drawing | D038
1137 | 5" - CWR-3151 - AG1A | 5" | COOLING WATER RETURN | WATER | CS |  | Drawing | D039
1138 | 2 1/2" - CWR-3153 - AG1A | 2 1/2" | COOLING WATER RETURN | WATER | CS |  | Drawing | D040
1139 | 2" - CWR-3155 - AG1A | 2" | COOLING WATER RETURN | WATER | CS |  | Drawing | D041
1140 | 8" - CWR-3254 - AG1A | 8" | COOLING WATER RETURN | WATER | CS |  | Drawing | D042
1141 | 4" - CWR-4159 - AG1A | 4" | COOLING WATER RETURN | WATER | CS |  | Drawing | D043
1142 | 6" - CWR-4163 - AG1A | 6" | COOLING WATER RETURN | WATER | CS |  | Drawing | D044
1143 | 4" - CWR-4165 - AG1A | 4" | COOLING WATER RETURN | WATER | CS |  | Drawing | D045
1144 | 8" - CWR-4354 - AG1A | 8" | COOLING WATER RETURN | WATER | CS |  | Drawing | D047
1145 | 2 1/2" - CWR-4360 - AG1A | 2 1/2" | COOLING WATER RETURN | WATER | CS |  | Drawing | D048
1146 | 3" - CWR-4455 - AG1A | 3" | COOLING WATER RETURN | WATER | CS |  | Drawing | D049
1147 | 2 1/2" - CWR-4554 - AG1A | 2 1/2" | COOLING WATER RETURN | WATER | CS |  | Drawing | D050
1148 | 5" - CWR-5161 - AG1A | 5" | COOLING WATER RETURN | WATER | CS |  | Drawing | D051
1149 | 2" - CWR-5356 - AG1A | 2" | COOLING WATER RETURN | WATER | CS |  | Drawing | D052
1150 | 2 1/2" - CWR-5454 - AG1A | 2 1/2" | COOLING WATER RETURN | WATER | CS |  | Drawing | D053
1151 | 3" - CWR-5554 - AG1A | 3" | COOLING WATER RETURN | WATER | CS |  | Drawing | D054
1152 | 3" - CWR-6154 - AG1A | 3" | COOLING WATER RETURN | WATER | CS |  | Drawing | D055
1153 | 2" - CWR-6254 - AG1A | 2" | COOLING WATER RETURN | WATER | CS |  | Drawing | D056
1154 | 5" - CWR-6354 - AG1A | 5" | COOLING WATER RETURN | WATER | CS |  | Drawing | D057
1155 | 6" - CWR-6356 - AG1A | 6" | COOLING WATER RETURN | WATER | CS |  | Drawing | D058
1156 | 2" - CWR-6454 - AG1A | 2" | COOLING WATER RETURN | WATER | CS |  | Drawing | D059
1157 | 4" - CWR-9411 - AG1A | 4" | COOLING WATER RETURN | WATER | CS |  | Drawing | D060
1158 | 20" - CWR-9461 - AG1A | 20" | COOLING WATER RETURN | WATER | CS |  | Drawing | D063
1159 | 16" - CWR-9468 - AG1A | 16" | COOLING WATER RETURN | WATER | CS |  | Drawing | D069
1160 | 5" - CWR-9854 - AG1A | 5" | COOLING WATER RETURN | WATER | CS |  | Drawing | D071
1161 | 4" - CWR-9856 - AG1A | 4" | COOLING WATER RETURN | WATER | CS |  | Drawing | D072
1162 | 2" - CWR-4253 - AG1A | 2" | COOLING WATER RETURN | WATER | CS |  | Drawing | D073
1163 | 3" - CWR-9496 - AG1A | 3" | COOLING WATER RETURN | WATER | CS |  | Drawing | D074
1164 | 2 1/2" - CWR-9652 - AG1A | 2 1/2" | COOLING WATER RETURN | WATER | CS |  | Drawing | D075
1165 | 3" - CWS-1143 - AG1A | 3" | COOLING WATER SUPPLY | WATER | CS |  | Drawing | D093
1166 | 4" - CWS-1333 - AG1A | 4" | COOLING WATER SUPPLY | WATER | CS |  | Drawing | D094
1167 | 4" - CWS-1426 - AG1A | 4" | COOLING WATER SUPPLY | WATER | CS |  | Drawing | D095
1168 | 2" - CWS-1520 - AG1A | 2" | COOLING WATER SUPPLY | WATER | CS |  | Drawing | D096
1169 | 2 1/2" - CWS-1651 - AG1A | 2 1/2" | COOLING WATER SUPPLY | WATER | CS |  | Drawing | D097
1170 | 2" - CWS-1653 - AG1A | 2" | COOLING WATER SUPPLY | WATER | CS |  | Drawing | D098
1171 | 5" - CWS-2240 - AG1A | 5" | COOLING WATER SUPPLY | WATER | CS |  | Drawing | D100
1172 | 2" - CWS-2242 - AG1A | 2" | COOLING WATER SUPPLY | WATER | CS |  | Drawing | D101
1173 | 2" - CWS-2551 - AG1A | 2" | COOLING WATER SUPPLY | WATER | CS |  | Drawing | D103
1174 | 5-" - CWS-3150 - AG1A | 5-" | COOLING WATER SUPPLY | WATER | CS |  | Drawing | D104
1175 | 2 1/2" - CWS-3152 - AG1A | 2 1/2" | COOLING WATER SUPPLY | WATER | CS |  | Drawing | D105
1176 | 2" - CWS-3154 - AG1A | 2" | COOLING WATER SUPPLY | WATER | CS |  | Drawing | D106
1177 | 4" - CWS-4158 - AG1A | 4" | COOLING WATER SUPPLY | WATER | CS |  | Drawing | D108
1178 | 6" - CWS-4162 - AG1A | 6" | COOLING WATER SUPPLY | WATER | CS |  | Drawing | D109
1179 | 8" - CWS-4353 - AG1A | 8" | COOLING WATER SUPPLY | WATER | CS |  | Drawing | D112
1180 | 2 1/2" - CWS-4358 - AG1A | 2 1/2" | COOLING WATER SUPPLY | WATER | CS |  | Drawing | D114
1181 | 3" - CWS-4453 - AG1A | 3" | COOLING WATER SUPPLY | WATER | CS |  | Drawing | D116
1182 | 2 1/2" - CWS-4553 - AG1A | 2 1/2" | COOLING WATER SUPPLY | WATER | CS |  | Drawing | D117
1183 | 5" - CWS-5160 - AG1A | 5" | COOLING WATER SUPPLY | WATER | CS |  | Drawing | D118
1184 | 2" - CWS-5355 - AG1A | 2" | COOLING WATER SUPPLY | WATER | CS |  | Drawing | D119
1185 | 2 1/2" - CWS-5453 - AG1A | 2 1/2" | COOLING WATER SUPPLY | WATER | CS |  | Drawing | D121
1186 | 3" - CWS-5553 - AG1A | 3" | COOLING WATER SUPPLY | WATER | CS |  | Drawing | D122
1187 | 3" - CWS-6153 - AG1A | 3" | COOLING WATER SUPPLY | WATER | CS |  | Drawing | D123
1188 | 2" - CWS-6253 - AG1A | 2" | COOLING WATER SUPPLY | WATER | CS |  | Drawing | D124
1189 | 5" - CWS-6535 - AG1A | 5" | COOLING WATER SUPPLY | WATER | CS |  | Drawing | D125
1190 | 6" - CWS-6355 - AG1A | 6" | COOLING WATER SUPPLY | WATER | CS |  | Drawing | D126
1191 | 2" - CWS-6453 - AG1A | 2" | COOLING WATER SUPPLY | WATER | CS |  | Drawing | D127
1192 | 4" - CWS-9411 - AG1A | 4" | COOLING WATER SUPPLY | WATER | CS |  | Drawing | D128
1193 | 20" - CWS-9451 - AG1A | 20" | COOLING WATER SUPPLY | WATER | CS |  | Drawing | D129
1194 | 5" - CWS-9457 - AG1A | 5" | COOLING WATER SUPPLY | WATER | CS |  | Drawing | D134
1195 | 16" - CWS-9458 - AG1A | 16" | COOLING WATER SUPPLY | WATER | CS |  | Drawing | D135
1196 | 2 1/2" - CWS-9651 - AG1A | 2 1/2" | COOLING WATER SUPPLY | WATER | CS |  | Drawing | D137
1197 | 5" - CWS-9853 - AG1A | 5" | COOLING WATER SUPPLY | WATER | CS |  | Drawing | D138
1198 | 4" - CWS-9855 - AG1A | 4" | COOLING WATER SUPPLY | WATER | CS |  | Drawing | D139
1199 | 2" - CWS-4253 - AG1A | 2" | COOLING WATER SUPPLY | WATER | CS |  | Drawing | D140
1200 | 3" - CWS-9459 - AG1A | 3" | COOLING WATER SUPPLY | WATER | CS |  | Drawing | D141
1201 | 2 1/2" - CWS-3152 - AG1A | 2 1/2" | COOLING WATER SUPPLY | WATER | CS |  | Drawing | D142
1202 | 2" - DMW-1153 - AS1A | 2" | DEMINERALIZED WATER | WATER | A312-TP304 |  | Drawing | D161
1203 | 2" - DMW-3160 - AS1A | 2" | DEMINERALIZED WATER | WATER | A312-TP304 |  | Drawing | D162
1204 | 2" - DMW-3160 - AS1A | 2" | DEMINERALIZED WATER | WATER | A312-TP304 |  | Drawing | D165
1205 | 3" - DMW-9306 - AS1A | 3" | DEMINERALIZED WATER | WATER | A312-TP304 |  | Drawing | D166
1206 | 4" - FGS-1138 - AG1C | 4" | FUEL GAS | GAS | CS |  | Drawing | D175
1207 | 2" - FGS-1211 - AG1C | 2" | FUEL GAS | GAS | CS |  | Drawing | D176
1208 | 4" - FGS-1310 - AG1C | 4" | FUEL GAS | GAS | CS |  | Drawing | D177
1209 | 2 1/2" - FGS-1512 - AG1C | 2 1/2" | FUEL GAS | GAS | CS |  | Drawing | D178
1210 | 2" - FGS-4123-1 - AG1C | 2" | FUEL GAS | GAS | CS |  | Drawing | D179
1211 | 5" - FGS-9619-1 - AG1C | 5" | FUEL GAS | GAS | CS |  | Drawing | D182
1212 | 2" - FGS-4123-2 - AG1C | 2" | FUEL GAS | GAS | CS |  | Drawing | D185
1213 | 3" - FGS-1512 - AG1C | 3" | FUEL GAS | GAS | CS |  | Drawing | D186
1214 | 4" - FWS-9310 - AG1A | 4" | FILTERED WATER | WATER | CS |  | Drawing | D204
1215 | 10" - P-4109-1 - DG3A | 10" | PROCESS |  | CS | P25 | Drawing | D213
1216 | 10" - GHY-4110 - DG3A | 10" | HYDROGEN | GAS | CS |  | Drawing | D214
1217 | 10" - GHY-4112-1 - DG3A | 10" | HYDROGEN | GAS | CS |  | Drawing | D215
1218 | 12" - P-4123-1 - DG3A | 12" | PROCESS |  | CS |  | Drawing | D216
1219 | 10" - GHY-4114 - DG3A | 10" | HYDROGEN | GAS | CS |  | Drawing | D217
1220 | 8" - GHY-4115 - DG3A | 8" | HYDROGEN | GAS | CS |  | Drawing | D218
1221 | 8" - GHY-4116-1 - DG3A | 8" | HYDROGEN | GAS | CS |  | Drawing | D219
1222 | 3" - GHY-4137-1 - DG3A | 3" | HYDROGEN | GAS | CS |  | Drawing | D220
1223 | 6" - GHY-4139-1 - DG3A | 6" | HYDROGEN | GAS | CS |  | Drawing | D221
1224 | 6" - GHY-4140-1 - DG3A | 6" | HYDROGEN | GAS | CS |  | Drawing | D222
1225 | 4" - GHY-4141-1 - DG3A | 4" | HYDROGEN | GAS | CS |  | Drawing | D223
1226 | 8" - GHY-4139-2 - DG3A | 8" | HYDROGEN | GAS | CS |  | Drawing | D227
1227 | 12" - GHY-4113-2 - DG3A | 12" | HYDROGEN | GAS | CS |  | Drawing | D228
1228 | 10" - GHY-4109-2 - DG3A | 10" | HYDROGEN | GAS | CS |  | Drawing | D229
1229 | 3" - GHY-4137-2 - DG3A | 3" | HYDROGEN | GAS | CS |  | Drawing | D231
1230 | 3" - GHY-4137-3 - DG3A | 3" | HYDROGEN | GAS | CS |  | Drawing | D232
1231 | 4" - GHY-4141-2 - DG3A | 4" | HYDROGEN | GAS | CS |  | Drawing | D233
1232 | 4" - GHY-4141-3 - DG3A | 4" | HYDROGEN | GAS | CS |  | Drawing | D234
1233 | 6" - GHY-4140-2 - DG3A | 6" | HYDROGEN | GAS | CS |  | Drawing | D235
1234 | 10" - GHY-4112 - DG3A | 10" | HYDROGEN | GAS | CS |  | Drawing | D236
1235 | 4" - GHY-4142 - DG3A | 4" | HYDROGEN | GAS | CS |  | Drawing | D237
1236 | 10" - GHY-4146 - DG3A | 10" | HYDROGEN | GAS | CS |  | Drawing | D224
1237 | 8" - GHY-4116-2 - DG3A | 8" | HYDROGEN | GAS | CS |  | Drawing | D238
1238 | 10" - GHY-4116 - DG3A | 10" | HYDROGEN | GAS | CS |  | Drawing | D239
1239 | 5" - GOX-1209 - BG3A | 5" | OXO GAS (CO + H2 GAS) | GAS | CS |  | Drawing | D242
1240 | 5" - GOX-1209 - BG3A | 5" | OXO GAS (CO + H2 GAS) | GAS | CS |  | Drawing | D243
1241 | 3" - GPA-4156-1 - AG1A | 3" | PLANT AIR | AIR | CS |  | Drawing | D248
1242 | 3" - GPA-5156 - DS1A | 3" | PLANT AIR | AIR | A312-TP304 | AG1A | Drawing | D249
1243 | 3" - GPA-6153-1 - AG1A | 3" | PLANT AIR | AIR | CS |  | Drawing | D250
1244 | 2" - GPA-9958 9983 - AG1A | 2" | PLANT AIR | AIR | CS |  | Drawing | D255
1245 | 3" - GPA-5156 - AG1A | 3" | PLANT AIR | AIR | CS |  | Drawing | D257
1246 | 3" - GPA-5156 - AG1A | 3" | PLANT AIR | AIR | CS |  | Drawing | D258
1247 | 3" - GPA-6153 - AG1A | 3" | PLANT AIR | AIR | CS |  | Drawing | D259
1248 | 3" - GPA-4156-2 - AG1A | 3" | PLANT AIR | AIR | CS |  | Drawing | D260
1249 | 3" - GPA-4156-2 - AG1A | 3" | PLANT AIR | AIR | CS |  | Drawing | D261
1250 | 3" - GPA-4156-4 - AG1A | 3" | PLANT AIR | AIR | CS |  | Drawing | D262
1251 | 2" - GPI-9916 - AG2A | 2" | INSTRUMENT AIR | AIR | CS |  | Drawing | D275
1252 | 8" - HWR-1121 - AG1B | 8" | COOLING WATER RETURN TO REACTOR | WATER | CS | H25 | Drawing | D287
1253 | 5" - HWR-1122 - AG1B | 5" | COOLING WATER RETURN TO REACTOR | WATER | CS | H25 | Drawing | D288
1254 | 2" - HWR-1123-1 - BG4A | 2" | COOLING WATER RETURN TO REACTOR | WATER | CS | H25 | Drawing | D289
1255 | 2" - LPS-STH11 - AG1B | 2" | LOW PRESSURE STEAM | STEAM | CS | H25 | Drawing | D289-6
1256 | 4" - HWR-1124 - AG1B | 4" | COOLING WATER RETURN TO REACTOR | WATER | CS | H25 | Drawing | D290
1257 | 2" - HWR-1125 - AG1B | 2" | COOLING WATER RETURN TO REACTOR | WATER | CS | H25 | Drawing | D291
1258 | 3" - HWR-1136 - AG1B | 3" | COOLING WATER RETURN TO REACTOR | WATER | CS | H25 | Drawing | D294
1259 | 3" - HWR-1137 - AG1B | 3" | COOLING WATER RETURN TO REACTOR | WATER | CS | H25 | Drawing | D295
1260 | 3" - HWR-1138 - AG1B | 3" | COOLING WATER RETURN TO REACTOR | WATER | CS | H25 | Drawing | D296
1261 | 2" - HWR-1125 - AG1B | 2" | COOLING WATER RETURN TO REACTOR | WATER | CS | H25 | Drawing | D297
1262 | 5" - HWR-1122 - AG1B | 5" | COOLING WATER RETURN TO REACTOR | WATER | CS | H25 | Drawing | D298
1263 | 4" - HWR-1124 - AG1B | 4" | COOLING WATER RETURN TO REACTOR | WATER | CS | H25 | Drawing | D299
1264 | 2" - HWR-1123 - AG1B | 2" | COOLING WATER RETURN TO REACTOR | WATER | CS | H25 | Drawing | D300
1265 | 8" - HWR-1121 - AG1B | 8" | COOLING WATER RETURN TO REACTOR | WATER | CS | H25 | Drawing | D301
1266 | 12" - HWS-1114 - AG1B | 12" | COOLING WATER SUPPLY TO REACTOR | WATER | CS | H25 | Drawing | D312
1267 | 10" - HWS-1115 - AG1B | 10" | COOLING WATER SUPPLY TO REACTOR | WATER | CS | H25 | Drawing | D313
1268 | 8" - HWS-1116 - AG1B | 8" | COOLING WATER SUPPLY TO REACTOR | WATER | CS | H25 | Drawing | D314
1269 | 8" - HWS-1117 - AG1B | 8" | COOLING WATER SUPPLY TO REACTOR | WATER | CS | H25 | Drawing | D315
1270 | 5" - HWS-1118 - AG1B | 5" | COOLING WATER SUPPLY TO REACTOR | WATER | CS | H25 | Drawing | D316
1271 | 2" - HWS-1119-1 - BG4A | 2" | COOLING WATER SUPPLY TO REACTOR | WATER | CS | H25 | Drawing | D317
1272 | 2 1/2" - HWS-1120 - AG1B | 2 1/2" | COOLING WATER SUPPLY TO REACTOR | WATER | CS | H25 | Drawing | D318
1273 | 4" - HWS-1130 - AG1B | 4" | COOLING WATER SUPPLY TO REACTOR | WATER | CS | H25 | Drawing | D319
1274 | 2 1/2" - HWS-1131 - AG1B | 2 1/2" | COOLING WATER SUPPLY TO REACTOR | WATER | CS | H25 | Drawing | D320
1275 | 2 1/2" - HWS-1132 - AG1B | 2 1/2" | COOLING WATER SUPPLY TO REACTOR | WATER | CS | H25 | Drawing | D321
1276 | 2 1/2" - HWS-1133 - AG1B | 2 1/2" | COOLING WATER SUPPLY TO REACTOR | WATER | CS | H25 | Drawing | D322
1277 | 2 1/2" - HWS-1131 - AG1B | 2 1/2" | COOLING WATER SUPPLY TO REACTOR | WATER | CS | H25 | Drawing | D324
1278 | 2 1/2" - HWS-1131 - AG1B | 2 1/2" | COOLING WATER SUPPLY TO REACTOR | WATER | CS | H25 | Drawing | D325
1279 | 2 1/2" - HWS-1132 - AG1B | 2 1/2" | COOLING WATER SUPPLY TO REACTOR | WATER | CS | H25 | Drawing | D326
1280 | 2 1/2" - HWS-1132 - AG1B | 2 1/2" | COOLING WATER SUPPLY TO REACTOR | WATER | CS | H25 | Drawing | D327 .
1281 | 2 1/2" - HWS-1133 - AG1B | 2 1/2" | COOLING WATER SUPPLY TO REACTOR | WATER | CS | H25 | Drawing | D328
1282 | 2 1/2" - HWS-1133 - AG1B | 2 1/2" | COOLING WATER SUPPLY TO REACTOR | WATER | CS | H25 | Drawing | D329
1283 | 2 1/2" - HWS-1120 - AG1B | 2 1/2" | COOLING WATER SUPPLY TO REACTOR | WATER | CS | H25 | Drawing | D330
1284 | 2 1/2" - HWS-1120 - AG1B | 2 1/2" | COOLING WATER SUPPLY TO REACTOR | WATER | CS | H25 | Drawing | D331
1285 | 8" - HWS-1115 - AG1B | 8" | COOLING WATER SUPPLY TO REACTOR | WATER | CS | H25 | Drawing | D333
1286 | 12" - HWS-1114 - AG1B | 12" | COOLING WATER SUPPLY TO REACTOR | WATER | CS | H25 | Drawing | D334
1287 | 4" - HWS-1130 - AG1B | 4" | COOLING WATER SUPPLY TO REACTOR | WATER | CS | H25 | Drawing | D335
1288 | 2" - HWS-1119 - AG1B | 2" | COOLING WATER SUPPLY TO REACTOR | WATER | CS | H25 | Drawing | D336
1289 | 8" - HWS-1117 - AG1B | 8" | COOLING WATER SUPPLY TO REACTOR | WATER | CS | H25 | Drawing | D337
1290 | 8" - HWS-1117 - AG1B | 8" | COOLING WATER SUPPLY TO REACTOR | WATER | CS | H25 | Drawing | D338
1291 | 8" - HWS-1116 - AG1B | 8" | COOLING WATER SUPPLY TO REACTOR | WATER | CS | H25 | Drawing | D340
1292 | 2 1/2" - LPC-1217 - AG1B | 2 1/2" | STEAM CONDENSATE | WATER | CS | H25 | Drawing | D345
1293 | 5" - LPC-1657 - AG1B | 5" | STEAM CONDENSATE | WATER | CS | H25 | Drawing | D346
1294 | 2" - LPC-5252 - AG1B | 2" | STEAM CONDENSATE | WATER | CS | H25 | Drawing | D348
1295 | 2" - LPC-5352 - AG1B | 2" | STEAM CONDENSATE | WATER | CS | H25 | Drawing | D349
1296 | 2" - LPC-6252 - AG1B | 2" | STEAM CONDENSATE | WATER | CS | H25 | Drawing | D350
1297 | 2 1/2" - LPC-6352-1 - AG1B | 2 1/2" | STEAM CONDENSATE | WATER | CS | H25 | Drawing | D351
1298 | 6" - LPC-9201 - AG1B | 6" | STEAM CONDENSATE | WATER | CS | H30 | Drawing | D352
1299 | 6" - LPC-9202 - AG1B | 6" | STEAM CONDENSATE | WATER | CS | H30 | Drawing | D353
1300 | 8" - LPC-9270 - AG1B | 8" | STEAM CONDENSATE | WATER | CS | H40 | Drawing | D354
1301 | 2" - LPC-9852-1 - AG1B | 2" | STEAM CONDENSATE | WATER | CS | H25 | Drawing | D357
1302 | 2 1/2" - LPC-1217 - AG1B | 2 1/2" | STEAM CONDENSATE | WATER | CS | H25 | Drawing | D358
1303 | 3" - LPC-6252 - AG1B | 3" | STEAM CONDENSATE | WATER | CS | H25 | Drawing | D359
1304 | 2" - LPC-5252 - AG1B | 2" | STEAM CONDENSATE | WATER | CS | H25 | Drawing | D360
1305 | 2" - LPC-5352 - AG1B | 2" | STEAM CONDENSATE | WATER | CS | H25 | Drawing | D361
1306 | 2" - LPC-9852-2 - AG1B | 2" | STEAM CONDENSATE | WATER | CS | H25 | Drawing | D362
1307 | 2 1/2" - LPC-6352-2 - AG1B | 2 1/2" | STEAM CONDENSATE | WATER | CS | H25 | Drawing | D363
1308 | 5" - LPC-1657 - AG1B | 5" | STEAM CONDENSATE | WATER | CS | H25 | Drawing | D364
1309 | 4" - LPS-1216-1 - AG1B | 4" | LOW PRESSURE STEAM | STEAM | CS | H25 | Drawing | D373
1310 | 10" - LPS-1656 - AG1B | 10" | LOW PRESSURE STEAM | STEAM | CS | H25 | Drawing | D374
1311 | 3" - LPS-2253-1 - AS1A | 3" | LOW PRESSURE STEAM | STEAM | A312-TP304 | H25 | Drawing | D377
1312 | 2" - LPS-2555 - AG1B | 2" | LOW PRESSURE STEAM | STEAM | CS | H25 | Drawing | D378
1313 | 2" - LPS-3158 - AG1B | 2" | LOW PRESSURE STEAM | STEAM | CS | H25 | Drawing | D379
1314 | 4" - LPS-5251 - AG1B | 4" | LOW PRESSURE STEAM | STEAM | CS | H25 | Drawing | D380
1315 | 4" - LPS-5351 - AG1B | 4" | LOW PRESSURE STEAM | STEAM | CS | H25 | Drawing | D381
1316 | 2 1/2" - LPS-5551 - AG1B | 2 1/2" | LOW PRESSURE STEAM | STEAM | CS | H25 | Drawing | D382
1317 | 6" - LPS-6251 - AG1B | 6" | LOW PRESSURE STEAM | STEAM | CS | H25 | Drawing | D383
1318 | 5" - LPS-6351-1 - AG1B | 5" | LOW PRESSURE STEAM | STEAM | CS | H25 | Drawing | D384
1319 | 4" - LPS-9203 - AG1B | 4" | LOW PRESSURE STEAM | STEAM | CS | H30 | Drawing | D385
1320 | 2" - LPS-9263 - AG1B | 2" | LOW PRESSURE STEAM | STEAM | CS | H25 | Drawing | D389
1321 | 5" - LPS-9851-1 - AG1B | 5" | LOW PRESSURE STEAM | STEAM | CS | H25 | Drawing | D390
1322 | 3" - LPS-2253-2 - AG1B | 3" | LOW PRESSURE STEAM | STEAM | CS | H25 | Drawing | D391
1323 | 4" - LPS-1216 - AG1B | 4" | LOW PRESSURE STEAM | STEAM | CS | H25 | Drawing | D392
1324 | 6" - LPS-6251 - AG1B | 6" | LOW PRESSURE STEAM | STEAM | CS | H25 | Drawing | D394
1325 | 2 1/2" - LPS-5551-2 - AG1B | 2 1/2" | LOW PRESSURE STEAM | STEAM | CS | H25 | Drawing | D395
1326 | 4" - LPS-5251 - AG1B | 4" | LOW PRESSURE STEAM | STEAM | CS | H25 | Drawing | D396
1327 | 4" - LPS-5351 - AG1B | 4" | LOW PRESSURE STEAM | STEAM | CS | H25 | Drawing | D397
1328 | 10" - LPS-1656 - AG1B | 10" | LOW PRESSURE STEAM | STEAM | CS | H25 | Drawing | D398
1329 | 2" - LPS-3158 - AG1B | 2" | LOW PRESSURE STEAM | STEAM | CS | H25 | Drawing | D399
1330 | 5" - LPS-9851-2 - AG1B | 5" | LOW PRESSURE STEAM | STEAM | CS | H25 | Drawing | D400
1331 | 5" - LPS-6351-2 - AG1B | 5" | LOW PRESSURE STEAM | STEAM | CS | H25 | Drawing | D401
1332 | 5" - MPC-1431 - AG1B | 5" | STEAM CONDENSATE | WATER | CS | H30 | Drawing | D412
1333 | 2" - MPC-3252-1 - BG4A | 2" | STEAM CONDENSATE | WATER | CS | H25 | Drawing | D413
1334 | 2 1/2" - MPC-4155 - BG4A | 2 1/2" | STEAM CONDENSATE | WATER | CS | H25 | Drawing | D414
1335 | 1 1/2" - MPC-4252-1 - AG1B | 1 1/2" | STEAM CONDENSATE | WATER | CS | H25 | Drawing | D415
1336 | 2" - MPC-4352-1 - BG4A | 2" | STEAM CONDENSATE | WATER | CS | H25 | Drawing | D416
1337 | 10" - MPC-9220 - AG1B | 10" | STEAM CONDENSATE | WATER | CS | H40 | Drawing | D419
1338 | 4" - MPC-9223 - AG1B | 4" | STEAM CONDENSATE | WATER | CS | H25 | Drawing | D422
1339 | 3" - MPC-3252-2 - AG1B | 3" | STEAM CONDENSATE | WATER | CS | H25 | Drawing | D424
1340 | 3" - MPC-4352-2 - AG1B | 3" | STEAM CONDENSATE | WATER | CS | H25 | Drawing | D425
1341 | 2 1/2" - MPC-4252-2 - AG1B | 2 1/2" | STEAM CONDENSATE | WATER | CS | H25 | Drawing | D426
1342 | 4" - MPS-1152 - BG4A | 4" | MEDIUM PRESSURE STEAM | STEAM | CS | H30 | Drawing | D439
1343 | 8" - MPS-1430 - BG4A | 8" | MEDIUM PRESSURE STEAM | STEAM | CS | H30 | Drawing | D440
1344 | 5" - MPS-3251-2 - BG4A | 5" | MEDIUM PRESSURE STEAM | STEAM | CS | H30 | Drawing | D441
1345 | 5" - MPC-4153-1 - BG4A | 5" | STEAM CONDENSATE | WATER | CS | H30 | Drawing | D442
1346 | 3" - MPS-4154 - BG4A | 3" | MEDIUM PRESSURE STEAM | STEAM | CS | H30 | Drawing | D443
1347 | 4" - MPS-4251-1 - BG4A | 4" | MEDIUM PRESSURE STEAM | STEAM | CS | H30 | Drawing | D444
1348 | 5" - MPS-4351-1 - BG4A | 5" | MEDIUM PRESSURE STEAM | STEAM | CS | H30 | Drawing | D445
1349 | 2" - MPS-4451-1 - BG4A | 2" | MEDIUM PRESSURE STEAM | STEAM | CS | H25 | Drawing | D446
1350 | 2 1/2" - MPS-4551-1 - BG4A | 2 1/2" | MEDIUM PRESSURE STEAM | STEAM | CS | H25 | Drawing | D447
1351 | 3" - MPS-5153 - BG4A | 3" | MEDIUM PRESSURE STEAM | STEAM | CS | H25 | Drawing | D449
1352 | 2" - MPS-5154-1 - BG4A | 2" | MEDIUM PRESSURE STEAM | STEAM | CS | H25 | Drawing | p450
1353 | 3" - MPS-6155 - BG4A | 3" | MEDIUM PRESSURE STEAM | STEAM | CS | H25 | Drawing | D451
1354 | 2" - MPS-6156 - BG4A | 2" | MEDIUM PRESSURE STEAM | STEAM | CS | H25 | Drawing | D452
1355 | 6" - MPS-9213 - BG4A | 6" | MEDIUM PRESSURE STEAM | STEAM | CS | H30 | Drawing | D456
1356 | 2" - MPS-9215 - BG4A | 2" | MEDIUM PRESSURE STEAM | STEAM | CS | H30 | Drawing | D458
1357 | 5" - MPS-3251-1 - BG4A | 5" | MEDIUM PRESSURE STEAM | STEAM | CS | H30 | Drawing | D460
1358 | 5" - MPS-4351-2 - BG4A | 5" | MEDIUM PRESSURE STEAM | STEAM | CS | H30 | Drawing | D461
1359 | 4" - MPS-4251-2 - BG4A | 4" | MEDIUM PRESSURE STEAM | STEAM | CS | H30 | Drawing | D462
1360 | 5" - MPS-4153-2 - BG4A | 5" | MEDIUM PRESSURE STEAM | STEAM | CS | H30 | Drawing | D463
1361 | 2 1/2" - MPS-4551-2 - BG4A | 2 1/2" | MEDIUM PRESSURE STEAM | STEAM | CS | H25 | Drawing | D464
1362 | 2" - MPS-4451-2 - BG4A | 2" | MEDIUM PRESSURE STEAM | STEAM | CS | H25 | Drawing | D465
1363 | 2" - MPS-5154-2 - BG4A | 2" | MEDIUM PRESSURE STEAM | STEAM | CS | H25 | Drawing | D466
1364 | 2" - NGB-1435 - ASIA | 2" | NITROGEN GAS | GAS | A312-TP304 |  | Drawing | D481
1365 | 3" - NGB-9970 - AG1A | 3" | NITROGEN GAS | GAS | CS |  | Drawing | D483
1366 | 3" - NGB-9970 - AG1A | 3" | NITROGEN GAS | GAS | CS |  | Drawing | D485
1367 | 3" - NGB-9970 - AG1A | 3" | NITROGEN GAS | GAS | CS |  | Drawing | D486
1368 | 2" - NGS-9961 - AG1A | 2" | NITROGEN GAS | GAS | CS |  | Drawing | D499
1369 | 8" - P-1101 - BS1A | 8" | PROCESS |  | A312-TP304 | H25 | Drawing | D511
1370 | 5" - P-1102 - BS1A | 5" | PROCESS |  | A312-TP304 | H25 | Drawing | D512
1371 | 6" - P-1103 - BS1A | 6" | PROCESS |  | A312-TP304 | P25 | Drawing | D513
1372 | 6" - P-1104 - BS1A | 6" | PROCESS |  | A312-TP304 |  | Drawing | D514
1373 | 2" - P-1105 - BS1A | 2" | PROCESS |  | A312-TP304 |  | Drawing | D515
1374 | 4" - P-1106 - BS1A | 4" | PROCESS |  | A312-TP304 | HT25 | Drawing | D516
1375 | 4" - P-1107 - BS1A | 4" | PROCESS |  | A312-TP304 | H25 | Drawing | D517
1376 | 4" - P-1108 - BS1A | 4" | PROCESS |  | A312-TP304 | HT25 | Drawing | D518
1377 | 2 1/2" - P-1109 - BS1A | 2 1/2" | PROCESS |  | A312-TP304 | H25 | Drawing | D519
1378 | 4" - P-1111 - BS1A | 4" | PROCESS |  | A312-TP304 | H25 | Drawing | D520
1379 | 8" - P-1112 - BS1A | 8" | PROCESS |  | A312-TP304 |  | Drawing | D521
1380 | 2 1/2" - P-1130 - AS1A | 2 1/2" | PROCESS |  | A312-TP304 |  | Drawing | D522
1381 | 4" - P-1202 - BS1A | 4" | PROCESS |  | A312-TP304 | H25 | Drawing | D525
1382 | 6" - P-1203 - BS1A | 6" | PROCESS |  | A312-TP304 | H25 | Drawing | D526
1383 | 6" - P-1301 - BS1A | 6" | PROCESS |  | A312-TP304 | H25 | Drawing | D528
1384 | 6" - P-1302 - BS1A | 6" | PROCESS |  | A312-TP304 | H25 | Drawing | D529
1385 | 2" - P-1303 - AS1A | 2" | PROCESS |  | A312-TP304 |  | Drawing | D530
1386 | 8" - P-1401-1 - AS1A | 8" | PROCESS |  | A312-TP304 | H25 | Drawing | D533
1387 | 20" - P-1402 - AS1A | 20" | PROCESS |  | A312-TP304 | H25 | Drawing | D534
1388 | 6" - P-1403 - AS1A | 6" | PROCESS |  | A312-TP304 |  | Drawing | D535
1389 | 4" - P-1404 - AS1A | 4" | PROCESS |  | A312-TP304 |  | Drawing | D536
1390 | 2 1/2" - P-1405 - AS1A | 2 1/2" | PROCESS |  | A312-TP304 |  | Drawing | D537
1391 | 2 1/2" - P-1406-1 - AS1A | 2 1/2" | PROCESS |  | A312-TP304 |  | Drawing | D538
1392 | 2 1/2" - P-1407 - AS1A | 2 1/2" | PROCESS |  | A312-TP304 |  | Drawing | D539
1393 | 8" - P-1408 - AS1A | 8" | PROCESS |  | A312-TP304 | H25 | Drawing | D540
1394 | 3" - P-1409 - AS1A | 3" | PROCESS |  | A312-TP304 | H25 | Drawing | D541
1395 | 2" - P-1410 - AS1A | 2" | PROCESS |  | A312-TP304 |  | Drawing | D542
1396 | 12" - P-1411 - AS1A | 12" | PROCESS |  | A312-TP304 | H25 | Drawing | D543
1397 | 6" - P-1412-1 - AS1A | 6" | PROCESS |  | A312-TP304 |  | Drawing | D544
1398 | 2 1/2" - P-1414 - AS1A | 2 1/2" | PROCESS |  | A312-TP304 |  | Drawing | D545
1399 | 2 1/2" - P-1415 - AS1A | 2 1/2" | PROCESS |  | A312-TP304 |  | Drawing | D546
1400 | 6" - P-1418-1 - BS1A | 6" | PROCESS |  | A312-TP304 | H25 | Drawing | D547
1401 | 4" - P-1420 - BS1A | 4" | PROCESS |  | A312-TP304 |  | Drawing | D549
1402 | 3" - P-1426 - AS1A | 3" | PROCESS |  | A312-TP304 |  | Drawing | D551
1403 | 2 1/2" - P-1428 - AS1A | 2 1/2" | PROCESS |  | A312-TP304 |  | Drawing | D553
1404 | 6" - P-1501 - AS1A | 6" | PROCESS |  | A312-TP304 |  | Drawing | D555
1405 | 3" - P-1503 - AS1A | 3" | PROCESS |  | A312-TP304 |  | Drawing | D557
1406 | 2 1/2" - P-1507 - AS1A | 2 1/2" | PROCESS |  | A312-TP304 |  | Drawing | D559
1407 | 2 1/2" - P-1601 - AS1A | 2 1/2" | PROCESS |  | A312-TP304 |  | Drawing | D562
1408 | 24" - P-1603 - AS1A | 24" | PROCESS |  | A312-TP304 | H25 | Drawing | D564
1409 | 16" - P-1605 - AS1A | 16" | PROCESS |  | A312-TP304 | H25 | Drawing | D566
1410 | 2" - P-1606 - AS1A | 2" | PROCESS |  | A312-TP304 | H25 | Drawing | D567
1411 | 2" - P-1607 - AS1A | 2" | PROCESS |  | A312-TP304 |  | Drawing | D568
1412 | 2" - P-1610 - AS1A | 2" | PROCESS |  | A312-TP304 |  | Drawing | D569
1413 | 6" - P-1612 - AS1A | 6" | PROCESS |  | A312-TP304 | H25 | Drawing | D571
1414 | 5" - P-1613-1 - AS1A | 5" | PROCESS |  | A312-TP304 | H25 | Drawing | D572
1415 | 5" - P-1614-1 - AS1A | 5" | PROCESS |  | A312-TP304 | H25 | Drawing | D573
1416 | 14" - P-1615 - AS1A | 14" | PROCESS |  | A312-TP304 | H25 | Drawing | D574
1417 | 8" - P-1616 - AS1A | 8" | PROCESS |  | A312-TP304 | H25 | Drawing | D575
1418 | 8" - P-1617-1 - AS1A | 8" | PROCESS |  | A312-TP304 | H25 | Drawing | D576
1419 | 4" - P-1618 - AS1A | 4" | PROCESS |  | A312-TP304 | H25 | Drawing | D577
1420 | 2" - P-1619 - AS1A | 2" | PROCESS |  | A312-TP304 |  | Drawing | D578
1421 | 20" - P-1620 - AS1A | 20" | PROCESS |  | A312-TP304 |  | Drawing | D579
1422 | 6" - P-1621 - AS1A | 6" | PROCESS |  | A312-TP304 |  | Drawing | D580
1423 | 8" - P-1622 - AS1A | 8" | PROCESS |  | A312-TP304 |  | Drawing | D581
1424 | 6" - P-1625 - AS1A | 6" | PROCESS |  | A312-TP304 | H25 | Drawing | D582
1425 | 4" - P-1626 - AS1A | 4" | PROCESS |  | A312-TP304 | H25 | Drawing | D583-1
1426 | 4" - P-1626 - AS1A | 4" | PROCESS |  | A312-TP304 | H25 | Drawing | D583-2
1427 | 2" - P-1629 - AS1A | 2" | PROCESS |  | A312-TP304 |  | Drawing | D584
1428 | 6" - P-1631 - AS1A | 6" | PROCESS |  | A312-TP304 |  | Drawing | D585
1429 | 2 1/2" - P-1633 - AS1A | 2 1/2" | PROCESS |  | A312-TP304 |  | Drawing | D586
1430 | 3" - P-1636 - AS1A | 3" | PROCESS |  | A312-TP304 |  | Drawing | D587
1431 | 2 1/2" - P-1638 - AS1A | 2 1/2" | PROCESS |  | A312-TP304 |  | Drawing | D588
1432 | 2" - P-1640 - AS1A | 2" | PROCESS |  | A312-TP304 |  | Drawing | D590
1433 | 2 1/2" - P-1643 - AS1A | 2 1/2" | PROCESS |  | A312-TP304 |  | Drawing | D591
1434 | 2" - P-1646 - AS1A | 2" | PROCESS |  | A312-TP304 |  | Drawing | D592
1435 | 6" - P-2101 - AS1B | 6" | PROCESS |  | A312-TP304 | HT25 | Drawing | D593
1436 | 3" - P-2102 - AS1B | 3" | PROCESS |  | A312-TP304 | HT25 | Drawing | D594
1437 | 3" - P-2103 - AS1B | 3" | PROCESS |  | A312-TP304 | HT25 | Drawing | D595
1438 | 4" - P-2108 - AS1B | 4" | PROCESS |  | A312-TP304 | HT25 | Drawing | D596
1439 | 2" - P-2111 - AS1B | 2" | PROCESS |  | A312-TP304 |  | Drawing | D598
1440 | 2 1/2" - P-2120 - AS1A | 2 1/2" | PROCESS |  | A312-TP304 |  | Drawing | D599
1441 | 2" - P-2131 - AS1A | 2" | PROCESS |  | A312-TP304 |  | Drawing | D602
1442 | 2" - P-2132 - AS1A | 2" | PROCESS |  | A312-TP304 |  | Drawing | D603
1443 | 5" - P-2201 - AS1B | 5" | PROCESS |  | A312-TP304 | HT25 | Drawing | D604
1444 | 3" - P-2202-1 - AS1B | 3" | PROCESS |  | A312-TP304 | HT25 | Drawing | D605
1445 | 3" - P-2203 - AS1B | 3" | PROCESS |  | A312-TP304 | H25 | Drawing | D606
1446 | 3" - P-2207 - AS1B | 3" | PROCESS |  | A312-TP304 | HT25 | Drawing | D607
1447 | 16" - P-2209 - AS1B | 16" | PROCESS |  | A312-TP304 | P25 | Drawing | D608
1448 | 6" - P-2211 - AS1B | 6" | PROCESS |  | A312-TP304 |  | Drawing | D610
1449 | 3" - P-2221-1 - AG1D | 3" | PROCESS |  | CS | HT25 | Drawing | D611
1450 | 3" - P-2402 - AS1A | 3" | PROCESS |  | A312-TP304 |  | Drawing | D612
1451 | 3" - P-2407 - AS1A | 3" | PROCESS |  | A312-TP304 |  | Drawing | D613
1452 | 2" - P-2504 - AS1A | 2" | PROCESS |  | A312-TP304 | HT25 | Drawing | D615
1453 | 2" - P-2505 - AS1A | 2" | PROCESS |  | A312-TP304 | HT25 | Drawing | D616
1454 | 2" - P-2506 - AS1A | 2" | PROCESS |  | A312-TP304 | HT25 | Drawing | D617
1455 | 3" - P-2508 - AS1A | 3" | PROCESS |  | A312-TP304 |  | Drawing | D618
1456 | 4" - P-3101 - AS1A | 4" | PROCESS |  | A312-TP304 | H25 | Drawing | D620
1457 | 3" - P-3102 - AS1A | 3" | PROCESS |  | A312-TP304 | H25 | Drawing | D621
1458 | 3" - P-3103 - AS1A | 3" | PROCESS |  | A312-TP304 | H25 | Drawing | D622
1459 | 3" - P-3105 - AS1A | 3" | PROCESS |  | A312-TP304 | H25 | Drawing | D623
1460 | 3" - P-3109 - AS1A | 3" | PROCESS |  | A312-TP304 | P25 | Drawing | D626
1461 | 3" - P-3110 - AS1A | 3" | PROCESS |  | A312-TP304 | P25 | Drawing | D627
1462 | 6" - P-3113 - AS1A | 6" | PROCESS |  | A312-TP304 | H25 | Drawing | D628
1463 | 6" - P-3114 - AS1A | 6" | PROCESS |  | A312-TP304 | H25 | Drawing | D629
1464 | 2" - P-3115 - AS1A | 2" | PROCESS |  | A312-TP304 | P25 | Drawing | D630
1465 | 6" - P-3202-1 - AS1B | 6" | PROCESS |  | A312-TP304 | H30 | Drawing | D633
1466 | 6" - P-3203 - AS1B | 6" | PROCESS |  | A312-TP304 | H30 | Drawing | D634
1467 | 4" - P-3205-1 - AS1B | 4" | PROCESS |  | A312-TP304 | H25 | Drawing | D636
1468 | 24" - P-3207 - AS1B | 24" | PROCESS |  | A312-TP304 | H25 | Drawing | D637
1469 | 4" - P-3208 - AS1B | 4" | PROCESS |  | A312-TP304 |  | Drawing | D638
1470 | 3" - P-3213 - AS1B | 3" | PROCESS |  | A312-TP304 |  | Drawing | D641
1471 | 3" - P-3219 - AS1A | 3" | PROCESS |  | A312-TP304 | H25 | Drawing | D642
1472 | 2" - P-3220 - AS1A | 2" | PROCESS |  | A312-TP304 | H25 | Drawing | D643
1473 | 6" - P-4101-1 - AS1A | 6" | PROCESS |  | A312-TP304 | H25 | Drawing | D645
1474 | 4" - P-4102-1 - DS1A | 4" | PROCESS |  | A312-TP304 | H25 | Drawing | D646
1475 | 2" - P-4103-1 - DS1A | 2" | PROCESS |  | A312-TP304 | H25 | Drawing | D647
1476 | 4" - P-4104-1 - DS1A | 4" | PROCESS |  | A312-TP304 | H25 | Drawing | D648
1477 | 6" - P-4107-1 - AS1A | 6" | PROCESS |  | A312-TP304 | H25 | Drawing | D649
1478 | 10" - P-4108-1 - AG1B | 10" | PROCESS |  | CS | P25 | Drawing | D650
1479 | 2" - P-4120-1 - AS1A | 2" | PROCESS |  | A312-TP304 | P25 | Drawing | D652
1480 | 2" - P-4122 - AS1A | 2" | PROCESS |  | A312-TP304 |  | Drawing | D653
1481 | 4" - P-4125-1 - AS1B | 4" | PROCESS |  | A312-TP304 | H25 | Drawing | D654
1482 | 5" - P-4126 - AS1A | 5" | PROCESS |  | A312-TP304 | H25 | Drawing | D655
1483 | 5" - P-4127 - AS1A | 5" | PROCESS |  | A312-TP304 | H25 | Drawing | D656
1484 | 5" - P-4129 - AS1A | 5" | PROCESS |  | A312-TP304 | H25 | Drawing | D657
1485 | 5" - P-4132 - AG1C | 5" | PROCESS |  | CS |  | Drawing | D659
1486 | 3" - P-4133 - AG1C | 3" | PROCESS |  | CS |  | Drawing | D660
1487 | 4" - P-4134 - AG1C | 4" | PROCESS |  | CS |  | Drawing | D661
1488 | 5" - P-4136 - AS1A | 5" | PROCESS |  | A312-TP304 |  | Drawing | D663
1489 | 2" - P-4137 - AS1A | 2" | PROCESS |  | A312-TP304 |  | Drawing | D664
1490 | 6" - P-4202-1 - AS1B | 6" | PROCESS |  | A312-TP304 | H25 | Drawing | D666
1491 | 3" - P-4203-1 - AS1B | 3" | PROCESS |  | A312-TP304 | H25 | Drawing | D667
1492 | 2" - P-4204-1 - AS1B | 2" | PROCESS |  | A312-TP304 | H25 | Drawing | D668
1493 | 14" - P-4206-1 - AS1B | 14" | PROCESS |  | A312-TP304 | H25 | Drawing | D669
1494 | 2 1/2" - P-4207 - AS1B | 2 1/2" | PROCESS |  | A312-TP304 |  | Drawing | D670
1495 | 3" - P-4208 - AS1B | 3" | PROCESS |  | A312-TP304 |  | Drawing | D671
1496 | 2 1/2" - P-4209 - AG1D | 2 1/2" | PROCESS |  | CS |  | Drawing | D672
1497 | 2" - P-4212-1 - AS1B | 2" | PROCESS |  | A312-TP304 |  | Drawing | D673
1498 | 8" - P-4220-1 - AS1B | 8" | PROCESS |  | A312-TP304 | P25 | Drawing | D674
1499 | 6" - P-4301 - AS1B | 6" | PROCESS |  | A312-TP304 | H25 | Drawing | D675
1500 | 5" - P-4302-1 - AS1B | 5" | PROCESS |  | A312-TP304 | H25 | Drawing | D676
1501 | 2 1/2" - P-4305-1 - AS1B | 2 1/2" | PROCESS |  | A312-TP304 | H25 | Drawing | D678
1502 | 24" - P-4306 - AS1B | 24" | PROCESS |  | A312-TP304 |  | Drawing | D679
1503 | 5" - P-4307 - AS1B | 5" | PROCESS |  | A312-TP304 | H25 | Drawing | D680
1504 | 2" - P-4308-1 - AG1D | 2" | PROCESS |  | CS |  | Drawing | D681
1505 | 4" - P-4310 - AS1B | 4" | PROCESS |  | A312-TP304 | H25 | Drawing | D682
1506 | 3" - P-4311-3 - AS1B | 3" | PROCESS |  | A312-TP304 | P25 | Drawing | D683
1507 | 2" - P-4312 - AS1B | 2" | PROCESS |  | A312-TP304 | H25 | Drawing | D684
1508 | 3" - P-4315 - AS1A | 3" | PROCESS |  | A312-TP304 |  | Drawing | D687
1509 | 3" - P-4401 - AS1B | 3" | PROCESS |  | A312-TP304 | H25 | Drawing | D688
1510 | 10" - P-4405 - AS1B | 10" | PROCESS |  | A312-TP304 |  | Drawing | D689
1511 | 2 1/2" - P-4406-1 - AS1B | 2 1/2" | PROCESS |  | A312-TP304 |  | Drawing | D690
1512 | 2" - P-4410 - AS1B | 2" | PROCESS |  | A312-TP304 |  | Drawing | D691
1513 | 3" - P-4501 - AS1B | 3" | PROCESS |  | A312-TP304 | H25 | Drawing | D692
1514 | 8" - P-4505 - AS1B | 8" | PROCESS |  | A312-TP304 |  | Drawing | D694
1515 | 4" - P-5101-1 - AS1A | 4" | PROCESS |  | A312-TP304 | H25 | Drawing | D695
1516 | 3" - P-5102-1 - DS1A | 3" | PROCESS |  | A312-TP304 | H25 | Drawing | D696
1517 | 3" - P-5108-1 - DS1A | 3" | PROCESS |  | A312-TP304 | H25 | Drawing | D697
1518 | 2 1/2" - P-5111-1 - ASIA | 2 1/2" | PROCESS |  | A312-TP304 | H25 | Drawing | D698
1519 | 8" - P-5112 - AG1B | 8" | PROCESS |  | CS | P25 | Drawing | D699
1520 | 2" - P-5117 - AS1A | 2" | PROCESS |  | A312-TP304 | H25 | Drawing | D700
1521 | 3" - P-5118-1 - AS1A | 3" | PROCESS |  | A312-TP304 | H25 | Drawing | D701
1522 | 3" - P-5121-1 - AS1A | 3" | PROCESS |  | A312-TP304 | H25 | Drawing | D702
1523 | 2" - P-5125 - AG1C | 2" | PROCESS |  | CS |  | Drawing | D704
1524 | 4" - P-5201 - AS1A | 4" | PROCESS |  | A312-TP304 | H25 | Drawing | D705
1525 | 2" - P-5202 - AS1A | 2" | PROCESS |  | A312-TP304 | H25 | Drawing | D706
1526 | 8" - P-5206 - AS1A | 8" | PROCESS |  | A312-TP304 | H25 | Drawing | D707
1527 | 2 1/2" - P-5209-1 - AS1A | 2 1/2" | PROCESS |  | A312-TP304 |  | Drawing | D709
1528 | 2" - P-5212 - AS1A | 2" | PROCESS |  | A312-TP304 |  | Drawing | D710
1529 | 4" - P-5301 - AS1A | 4" | PROCESS |  | A312-TP304 | H25 | Drawing | D711
1530 | 10" - P-5308 - AS1A | 10" | PROCESS |  | A312-TP304 |  | Drawing | D712
1531 | 2 1/2" - P-5310 - AS1A | 2 1/2" | PROCESS |  | A312-TP304 | H25 | Drawing | D713
1532 | 2 1/2" - P-5312-1 - AS1A | 2 1/2" | PROCESS |  | A312-TP304 | H25 | Drawing | D714
1533 | 2" - P-5401 - AS1A | 2" | PROCESS |  | A312-TP304 |  | Drawing | D715
1534 | 4" - P-5405 - AS1A | 4" | PROCESS |  | A312-TP304 |  | Drawing | D716
1535 | 3" - P-5501 - AS1A | 3" | PROCESS |  | A312-TP304 | H25 | Drawing | D717
1536 | 4" - P-5505 - AS1A | 4" | PROCESS |  | A312-TP304 | H25 | Drawing | D718
1537 | 3" - P-6101 - AS1A | 3" | PROCESS |  | A312-TP304 | H25 | Drawing | D719
1538 | 2 1/2" - P-6102-1 - DS1A | 2 1/2" | PROCESS |  | A312-TP304 | H25 | Drawing | D720
1539 | 3" - P-6108-1 - DS1A | 3" | PROCESS |  | A312-TP304 | H25 | Drawing | D722
1540 | 3" - P-6111-1 - AS1A | 3" | PROCESS |  | A312-TP304 | H25 | Drawing | D723
1541 | 8" - P-6112 - AG1B | 8" | PROCESS |  | CS | P25 | Drawing | D724
1542 | 5" - P-6114 - AS1A | 5" | PROCESS |  | A312-TP304 | H25 | Drawing | D725
1543 | 3" - P-6117 - AG1.C | 3" | PROCESS |  | CS |  | Drawing | D726
1544 | 2 1/2" - P-6120 - AG1C | 2 1/2" | PROCESS |  | CS |  | Drawing | D729
1545 | 4" - P-6201 - AS1A | 4" | PROCESS |  | A312-TP304 | H25 | Drawing | D730
1546 | 3" - P-6202 - AS1A | 3" | PROCESS |  | A312-TP304 | H25 | Drawing | D731
1547 | 2 1/2" - P-6205 - AS1A | 2 1/2" | PROCESS |  | A312-TP304 | H25 | Drawing | D733
1548 | 2 1/2" - P-6206 - AS1A | 2 1/2" | PROCESS |  | A312-TP304 | H25 | Drawing | D734
1549 | 14" - P-6208 - AS1A | 14" | PROCESS |  | A312-TP304 |  | Drawing | D735
1550 | 3" - P-6211 - AS1A | 3" | PROCESS |  | A312-TP304 |  | Drawing | D737
1551 | 3" - P-6214-1 - AS1A | 3" | PROCESS |  | A312-TP304 |  | Drawing | D738
1552 | 2" - P-6215-1 - AS1A | 2" | PROCESS |  | A312-TP304 |  | Drawing | D739
1553 | 6" - P-6219 - AS1A | 6" | PROCESS |  | A312-TP304 | P25 | Drawing | D740
1554 | 3" - P-6301 - AS1A | 3" | PROCESS |  | A312-TP304 | H25 | Drawing | D741
1555 | 10" - P-6307 - AS1A | 10" | PROCESS |  | A312-TP304 |  | Drawing | D743
1556 | 3" - P-6310 - AS1A | 3" | PROCESS |  | A312-TP304 |  | Drawing | D744
1557 | 2 1/2" - P-6313-1 - AS1A | 2 1/2" | PROCESS |  | A312-TP304 |  | Drawing | D745
1558 | 2" - P-6401 - AS1A | 2" | PROCESS |  | A312-TP304 | H25 | Drawing | D747
1559 | 4" - P-6406 - AS1A | 4" | PROCESS |  | A312-TP304 | H25 | Drawing | D748
1560 | 2" - P-9604 - AS1C | 2" | PROCESS |  | A312-TP304 |  | Drawing | D752
1561 | 2" - P-9606 - AG1C | 2" | PROCESS |  | CS |  | Drawing | D753
1562 | 2" - P-9612 - AG1C | 2" | PROCESS |  | CS |  | Drawing | D755
1563 | 2" - P-9701 - AG1C | 2" | PROCESS |  | CS |  | Drawing | D758
1564 | 2 1/2" - P-9706 - AG1C | 2 1/2" | PROCESS |  | CS |  | Drawing | D759
1565 | 2" - P-9801 - AS1A | 2" | PROCESS |  | A312-TP304 | H25 | Drawing | D760
1566 | 8" - P-9804 - AS1A | 8" | PROCESS |  | A312-TP304 |  | Drawing | D761
1567 | 2 1/2" - P-9813 - AG1C | 2 1/2" | PROCESS |  | CS |  | Drawing | D763
1568 | 4" - P-9814 - AS1A | 4" | PROCESS |  | A312-TP304 | H25 | Drawing | D764
1569 | 3" - P-9815 - AS1A | 3" | PROCESS |  | A312-TP304 |  | Drawing | D765
1570 | 6" - P-1401-2 - AS1A | 6" | PROCESS |  | A312-TP304 | H25 | Drawing | D767
1571 | 20" - P-1402 - AS1A | 20" | PROCESS |  | A312-TP304 | H25 | Drawing | D768
1572 | 2 1/2" - P-1406 - AS1A | 2 1/2" | PROCESS |  | A312-TP304 |  | Drawing | D769
1573 | 6" - P-4101-2 - AS1A | 6" | PROCESS |  | A312-TP304 | H25 | Drawing | D771
1574 | 3" - P-2202-2 - AS1B | 3" | PROCESS |  | A312-TP304 | HT25 | Drawing | D772
1575 | 2 1/2" - P-1602 - AS1A | 2 1/2" | PROCESS |  | A312-TP304 | H25 | Drawing | D775
1576 | 3" - P-1406 - AS1A | 3" | PROCESS |  | A312-TP304 |  | Drawing | D779
1577 | 2 1/2" - P-1406 - AS1A | 2 1/2" | PROCESS |  | A312-TP304 |  | Drawing | D782
1578 | 14" - P-1615 - AS1A | 14" | PROCESS |  | A312-TP304 | H25 | Drawing | D784
1579 | 20" - P-1620 - AS1A | 20" | PROCESS |  | A312-TP304 |  | Drawing | D785
1580 | 2 1/2" - P-1638 - AS1A | 2 1/2" | PROCESS |  | A312-TP304 |  | Drawing | D786
1581 | 20" - P-1620 - AS1A | 20" | PROCESS |  | A312-TP304 |  | Drawing | D787
1582 | 20" - P-1620 - AS1A | 20" | PROCESS |  | A312-TP304 |  | Drawing | D788
1583 | 8" - P-1616 - AS1A | 8" | PROCESS |  | A312-TP304 | H25 | Drawing | 790
1584 | 6" - P-1621 - AS1A | 6" | PROCESS |  | A312-TP304 |  | Drawing | D791
1585 | 6" - P-1625 - AS1A | 6" | PROCESS |  | A312-TP304 | H25 | Drawing | D792
1586 | 4" - P-1626 - AS1A | 4" | PROCESS |  | A312-TP304 | H25 | Drawing | D793
1587 | 4" - P-1626 - AS1A | 4" | PROCESS |  | A312-TP304 | H25 | Drawing | D794
1588 | 2 1/2" - P-1638 - AS1A | 2 1/2" | PROCESS |  | A312-TP304 |  | Drawing | D797
1589 | 2 1/2" - P-1638 - AS1A | 2 1/2" | PROCESS |  | A312-TP304 |  | Drawing | D798
1590 | 2 1/2" - P-1638 - AS1A | 2 1/2" | PROCESS |  | A312-TP304 |  | Drawing | D799
1591 | 4" - P-3101 - AS1A | 4" | PROCESS |  | A312-TP304 | H25 | Drawing | D801
1592 | 2" - P-4212 - AS1B | 2" | PROCESS |  | A312-TP304 |  | Drawing | D802
1593 | 2" - P-4212 - AS1B | 2" | PROCESS |  | A312-TP304 |  | Drawing | D803
1594 | 4" - P-4310 - AS1B | 4" | PROCESS |  | A312-TP304 | H25 | Drawing | D804
1595 | 2" - P-4410 - AS1B | 2" | PROCESS |  | A312-TP304 |  | Drawing | D805
1596 | 2" - P-4510 - AS1B | 2" | PROCESS |  | A312-TP304 |  | Drawing | D806
1597 | 20" - P-1423 - AS1A | 20" | PROCESS |  | A312-TP304 |  | Drawing | D808
1598 | 20" - P-1402 - AS1A | 20" | PROCESS |  | A312-TP304 | H25 | Drawing | D809
1599 | 20" - P-1402 - AS1A | 20" | PROCESS |  | A312-TP304 | H25 | Drawing | D810
1600 | 3" - P-3102 - AS1A | 3" | PROCESS |  | A312-TP304 | H25 | Drawing | D811
1601 | 3" - P-3102 - AS1A | 3" | PROCESS |  | A312-TP304 | H25 | Drawing | D812
1602 | 3" - P-3103 - AS1A | 3" | PROCESS |  | A312-TP304 | H25 | Drawing | D813
1603 | 3" - P-3103 - AS1A | 3" | PROCESS |  | A312-TP304 | H25 | Drawing | D814
1604 | 3" - P-3103 - AS1A | 3" | PROCESS |  | A312-TP304 | H25 | Drawing | D815
1605 | 4" - P-3109 - AS1A | 4" | PROCESS |  | A312-TP304 | P25 | Drawing | D817
1606 | 2" - P-5117-2 - AS1A | 2" | PROCESS |  | A312-TP304 | H25 | Drawing | D818
1607 | 2" - P-5212-2 - AS1A | 2" | PROCESS |  | A312-TP304 |  | Drawing | D819
1608 | 3" - P-6202 - AS1A | 3" | PROCESS |  | A312-TP304 | H25 | Drawing | D820
1609 | 3" - P-3208 - AS1B | 3" | PROCESS |  | A312-TP304 |  | Drawing | D821
1610 | 4" - P-3208-4 - AS1B | 4" | PROCESS |  | A312-TP304 |  | Drawing | D822
1611 | 4" - P-3210 - AS1B | 4" | PROCESS |  | A312-TP304 |  | Drawing | D824
1612 | 5" - P-4126-2 - AS1A | 5" | PROCESS |  | A312-TP304 | H25 | Drawing | D825
1613 | 5" - P-4129 - AS1A | 5" | PROCESS |  | A312-TP304 | H25 | Drawing | D826
1614 | 2" - P-4312 - AS1B | 2" | PROCESS |  | A312-TP304 | H25 | Drawing | D827
1615 | 2" - P-4312 - AS1B | 2" | PROCESS |  | A312-TP304 | H25 | Drawing | D828
1616 | 2" - P-4312-4 - AS1B | 2" | PROCESS |  | A312-TP304 | H25 | Drawing | D829
1617 | 3" - P-3213 - AS1A | 3" | PROCESS |  | A312-TP304 |  | Drawing | D830
1618 | 3" - P-9618 - AG1C | 3" | PROCESS |  | CS |  | Drawing | D832
1619 | 2 1/2" - P-1405 - AS1A | 2 1/2" | PROCESS |  | A312-TP304 |  | Drawing | D833
1620 | 2 1/2" - P-1601 - AS1A | 2 1/2" | PROCESS |  | A312-TP304 |  | Drawing | D835
1621 | 2" - P-1608 - AS1A | 2" | PROCESS |  | A312-TP304 |  | Drawing | D837
1622 | 4" - P-4133 - AG1C | 4" | PROCESS |  | CS |  | Drawing | D839
1623 | 2 1/2" - P-6205-3 - AS1A | 2 1/2" | PROCESS |  | A312-TP304 | H25 | Drawing | D841
1624 | 3" - P-1132 - AS1A | 3" | PROCESS |  | A312-TP304 |  | Drawing | D842
1625 | 3" - P-9605 - AG1C | 3" | PROCESS |  | CS |  | Drawing | D843
1626 | 3" - P-2125 - AS1A | 3" | PROCESS |  | A312-TP304 |  | Drawing | D844
1627 | 4" - P-4131 - AG1C | 4" | PROCESS |  | CS |  | Drawing | D845
1628 | 2" - P-6116 - AG1C | 2" | PROCESS |  | CS |  | Drawing | D846
1629 | 2" - P-2521 - AS1A | 2" | PROCESS |  | A312-TP304 |  | Drawing | D847
1630 | 2" - P-5124 - AG1C | 2" | PROCESS |  | CS |  | Drawing | D848
1631 | 2" - P-6215 - AS1A | 2" | PROCESS |  | A312-TP304 |  | Drawing | D850
1632 | 2" - P-6215-3 - AS1A | 2" | PROCESS |  | A312-TP304 |  | Drawing | D851
1633 | 2" - P-6215-4 - AS1A | 2" | PROCESS |  | A312-TP304 |  | Drawing | D852
1634 | 2" - P-6215-5 - AS1A | 2" | PROCESS |  | A312-TP304 |  | Drawing | D853
1635 | 2" - P-6215-6 - AS1A | 2" | PROCESS |  | A312-TP304 |  | Drawing | D854
1636 | 3" - P-6101 - AS1A | 3" | PROCESS |  | A312-TP304 |  | Drawing | D855
1637 | 2 1/2" - P-6102-2 - DS1A | 2 1/2" | PROCESS |  | A312-TP304 | H25 | Drawing | D856
1638 | 2 1/2" - P-6102-3 - DS1A | 2 1/2" | PROCESS |  | A312-TP304 | H25 | Drawing | D857
1639 | 2 1/2" - P-6102-4 - AS1A | 2 1/2" | PROCESS |  | A312-TP304 | H25 | Drawing | D858
1640 | 3" - P-4203-2 - AS1A | 3" | PROCESS |  | A312-TP304 | H25 | Drawing | D859
1641 | 3" - P-4203-3 - AS1A | 3" | PROCESS |  | A312-TP304 | H25 | Drawing | D860
1642 | 3" - P-4203-4 - AS1B | 3" | PROCESS |  | A312-TP304 | H25 | Drawing | D861
1643 | 6" - P-4203 - AS1B | 6" | PROCESS |  | A312-TP304 | H25 | Drawing | D862
1644 | 6" - P-3202 - AS1B | 6" | PROCESS |  | A312-TP304 | H30 | Drawing | D863
1645 | 6" - P-3202 - AS1B | 6" | PROCESS |  | A312-TP304 | H30 | Drawing | D864
1646 | 2 1/2" - P-6114-2 - AS1A | 2 1/2" | PROCESS |  | A312-TP304 | H25 | Drawing | D865
1647 | 2" - P-6203 - AS1A | 2" | PROCESS |  | A312-TP304 | H25 | Drawing | D867
1648 | 2" - P-9604 - AG1C | 2" | PROCESS |  | CS |  | Drawing | D870
1649 | 2 1/2" - P-1109 - BS1A | 2 1/2" | PROCESS |  | A312-TP304 | H25 | Drawing | D872
1650 | 4" - P-1106 - BS1A | 4" | PROCESS |  | A312-TP304 | HT25 | Drawing | D873
1651 | 8" - P-1622 - AS1A | 8" | PROCESS |  | A312-TP304 |  | Drawing | D874
1652 | 10" - P-1612 - AS1A | 10" | PROCESS |  | A312-TP304 | H25 | Drawing | D875
1653 | 6" - P-1631 - AS1A | 6" | PROCESS |  | A312-TP304 |  | Drawing | D876
1654 | 3" - P-3219 - AS1A | 3" | PROCESS |  | A312-TP304 | H25 | Drawing | D877
1655 | 2" - P-3220 - AS1A | 2" | PROCESS |  | A312-TP304 | H25 | Drawing | D878
1656 | 2" - P-3220-3 - AS1A | 2" | PROCESS |  | A312-TP304 | H25 | Drawing | D879
1657 | 2 1/2" - P-9813 - AG1C | 2 1/2" | PROCESS |  | CS |  | Drawing | D880
1658 | 8" - P-4220-2 - AS1B | 8" | PROCESS |  | A312-TP304 | P25 | Drawing | D881
1659 | 4" - P-3205-2 - AS1B | 4" | PROCESS |  | A312-TP304 | H25 | Drawing | D882
1660 | 2" - P-3320-1 - AS1B | 2" | PROCESS |  | A312-TP304 | H25 | Drawing | D883
1661 | 4" - P-4104-2 - DS1A | 4" | PROCESS |  | A312-TP304 | H25 | Drawing | D885
1662 | 2" - P-9701 - AG1C | 2" | PROCESS |  | CS |  | Drawing | D888
1663 | 2" - P-9701-1 - AG1C | 2" | PROCESS |  | CS |  | Drawing | D889
1664 | 3" - P-6214-2 - AS1A | 3" | PROCESS |  | A312-TP304 |  | Drawing | D890
1665 | 2 1/2" - P-4305-2 - AS1A | 2 1/2" | PROCESS |  | A312-TP304 | P25 | Drawing | D891
1666 | 2 1/2" - P-4305-3 - AS1A | 2 1/2" | PROCESS |  | A312-TP304 | P25 | Drawing | D892
1667 | 2 1/2" - P-4305-4 - AS1A | 2 1/2" | PROCESS |  | A312-TP304 | P25 | Drawing | D893
1668 | 2 1/2" - P-6313-2 - AS1A | 2 1/2" | PROCESS |  | A312-TP304 |  | Drawing | D895
1669 | 2" - P-4120-2 - AS1A | 2" | PROCESS |  | A312-TP304 | P25 | Drawing | D896
1670 | 5" - P-4302-2 - AS1B | 5" | PROCESS |  | A312-TP304 | H25 | Drawing | D897
1671 | 4" - P-4202-2 - AS1B | 4" | PROCESS |  | A312-TP304 | H25 | Drawing | D898
1672 | 14" - P-4206-2 - AS1B | 14" | PROCESS |  | A312-TP304 | H25 | Drawing | D899
1673 | 2" - P-4204-2 - AS1B | 2" | PROCESS |  | A312-TP304 | H25 | Drawing | D900
1674 | 3" - P-4311-2 - AS1B | 3" | PROCESS |  | A312-TP304 | P25 | Drawing | D901
1675 | 3" - P-4311-3 - AS1A | 3" | PROCESS |  | A312-TP304 | P25 | Drawing | D902
1676 | 2" - P-1308 - BS1A | 2" | PROCESS |  | A312-TP304 | P25 | Drawing | D903
1677 | 2" - P-4103-2 - AS1A | 2" | PROCESS |  | A312-TP304 | H25 | Drawing | D904
1678 | 2" - P-4103-3 - AS1A | 2" | PROCESS |  | A312-TP304 | H25 | Drawing | D905
1679 | 2" - P-4103-4 - AS1A | 2" | PROCESS |  | A312-TP304 | H25 | Drawing | D906
1680 | 4" - P-4102-2 - DS1A | 4" | PROCESS |  | A312-TP304 | H25 | Drawing | D907
1681 | 4" - P-4102-3 - DS1A | 4" | PROCESS |  | A312-TP304 | H25 | Drawing | D908
1682 | 4" - P-4102-4 - DS1A | 4" | PROCESS |  | A312-TP304 | H25 | Drawing | D909
1683 | 4" - P-4102-5 - DS1A | 4" | PROCESS |  | A312-TP304 | H25 | Drawing | D910
1684 | 4" - P-4102-6 - DS1A | 4" | PROCESS |  | A312-TP304 | H25 | Drawing | D911
1685 | 2" - P-4308-2 - AG1D | 2" | PROCESS |  | CS | P25 | Drawing | D914
1686 | 2" - P-4308-3 - AG1D | 2" | PROCESS |  | CS | P25 | Drawing | D915
1687 | 2" - PC-0116 - AS1A | 2" | PROCESS CONDENSATE | WATER | A312-TP304 |  | Drawing | D916
1688 | 3" - PC-9201 - AG1B | 3" | PROCESS CONDENSATE | WATER | CS | H25 | Drawing | D917
1689 | 3" - PC-9202 - AG1B | 3" | PROCESS CONDENSATE | WATER | CS |  | Drawing | D918
1690 | 6" - PC-9203 - AG1B | 6" | PROCESS CONDENSATE | WATER | CS |  | Drawing | D919
1691 | 4" - PC-9204 - AG1B | 4" | PROCESS CONDENSATE | WATER | CS |  | Drawing | D920
1692 | 2" - PC-9205 - AG1B | 2" | PROCESS CONDENSATE | WATER | CS |  | Drawing | D921
1693 | 2" - PC-9206 - AG1B | 2" | PROCESS CONDENSATE | WATER | CS | H25 | Drawing | D922
1694 | 4" - PGH-1011 - AS1A | 4" | PURGE GAS TO FLARE (HIGH PRESSURE) | GAS | A312-TP304 |  | Drawing | D934
1695 | 2" - PGH-1012 - AS1A | 2" | PURGE GAS TO FLARE (HIGH PRESSURE) | GAS | A312-TP304 |  | Drawing | D935
1696 | 2" - PGH-1014 - AS1A | 2" | PURGE GAS TO FLARE (HIGH PRESSURE) | GAS | A312-TP304 |  | Drawing | D937
1697 | 3" - PGH-1016 - AG 1C | 3" | PURGE GAS TO FLARE (HIGH PRESSURE) | GAS | CS |  | Drawing | D939
1698 | 2" - PGH-1017 - BG3A | 2" | PURGE GAS TO FLARE (HIGH PRESSURE) | GAS | CS |  | Drawing | D940
1699 | 4" - PGH-1018 - AG1C | 4" | PURGE GAS TO FLARE (HIGH PRESSURE) | GAS | CS |  | Drawing | D941
1700 | 6" - PGH-1126 - BS1A | 6" | PURGE GAS TO FLARE (HIGH PRESSURE) | GAS | A312-TP304 |  | Drawing | D942
1701 | 8" - PGH-1127 - AG1C | 8" | PURGE GAS TO FLARE (HIGH PRESSURE) | GAS | CS |  | Drawing | D943
1702 | 3" - PGH-1128 - BS1A | 3" | PURGE GAS TO FLARE (HIGH PRESSURE) | GAS | A312-TP304 |  | Drawing | D944
1703 | 4" - PGH-1212 - AG1C | 4" | PURGE GAS TO FLARE (HIGH PRESSURE) | GAS | CS |  | Drawing | D945
1704 | 8" - PGH-1213 - AG1C | 8" | PURGE GAS TO FLARE (HIGH PRESSURE) | GAS | CS |  | Drawing | D946
1705 | 3" - PGH-1218 - BS1A | 3" | PURGE GAS TO FLARE (HIGH PRESSURE) | GAS | A312-TP304 | H25 | Drawing | D947
1706 | 4" - PGH-1219 - AG1C | 4" | PURGE GAS TO FLARE (HIGH PRESSURE) | GAS | CS |  | Drawing | D948
1707 | 6" - PGH-1311 - AG1C | 6" | PURGE GAS TO FLARE (HIGH PRESSURE) | GAS | CS |  | Drawing | D949
1708 | 8" - PGH-1312 - AG1C | 8" | PURGE GAS TO FLARE (HIGH PRESSURE) | GAS | CS |  | Drawing | D950
1709 | 8" - PGH-1424 - AG1C | 8" | PURGE GAS TO FLARE (HIGH PRESSURE) | GAS | CS |  | Drawing | D951
1710 | 4" - PGH-1509 - AG1C | 4" | PURGE GAS TO FLARE (HIGH PRESSURE) | GAS | CS |  | Drawing | D952
1711 | 8" - PGH-1510 - AG1C | 8" | PURGE GAS TO FLARE (HIGH PRESSURE) | GAS | CS |  | Drawing | D953
1712 | 3" - PGH-1511 - AG1C | 3" | PURGE GAS TO FLARE (HIGH PRESSURE) | GAS | CS |  | Drawing | D954
1713 | 4" - PGH-1633 - AS1A | 4" | PURGE GAS TO FLARE (HIGH PRESSURE) | GAS | A312-TP304 |  | Drawing | D955
1714 | 6" - PGH-2227 - AG1C | 6" | PURGE GAS TO FLARE (HIGH PRESSURE) | GAS | CS |  | Drawing | D956
1715 | 4" - PGH-2309 - AG1C | 4" | PURGE GAS TO FLARE (HIGH PRESSURE) | GAS | CS |  | Drawing | D957
1716 | 2" - PGH-4113-1 - DG3A | 2" | PURGE GAS TO FLARE (HIGH PRESSURE) | GAS | CS |  | Drawing | D958
1717 | 6" - PGH-4118-1 - AG1C | 6" | PURGE GAS TO FLARE (HIGH PRESSURE) | GAS | CS |  | Drawing | D959
1718 | 12" - PGH-4119 - AG1C | 12" | PURGE GAS TO FLARE (HIGH PRESSURE) | GAS | CS |  | Drawing | D960
1719 | 2" - PGH-4124 - AG1C | 2" | PURGE GAS TO FLARE (HIGH PRESSURE) | GAS | CS |  | Drawing | D961
1720 | 3" - PGH-4138 - DG3A | 3" | PURGE GAS TO FLARE (HIGH PRESSURE) | GAS | CS |  | Drawing | D962
1721 | 2" - PGH-4151 - AG1C | 2" | PURGE GAS TO FLARE (HIGH PRESSURE) | GAS | CS |  | Drawing | D964
1722 | 3" - PGH-5110 - AG1C | 3" | PURGE GAS TO FLARE (HIGH PRESSURE) | GAS | CS |  | Drawing | D965
1723 | 6" - PGH-5116 - AG1C | 6" | PURGE GAS TO FLARE (HIGH PRESSURE) | GAS | CS |  | Drawing | D966
1724 | 3" - PGH-5129-1 - AG1C | 3" | PURGE GAS TO FLARE (HIGH PRESSURE) | GAS | CS |  | Drawing | D967
1725 | 3" - PGH-6121-1 - AG1C | 3" | PURGE GAS TO FLARE (HIGH PRESSURE) | GAS | CS |  | Drawing | D969
1726 | 8" - PGH-6122 - AG1C | 8" | PURGE GAS TO FLARE (HIGH PRESSURE) | GAS | CS |  | Drawing | D970
1727 | 3" - PGH-6123 - AG1C | 3" | PURGE GAS TO FLARE (HIGH PRESSURE) | GAS | CS |  | Drawing | D971
1728 | 18" - PGH-9506 - AG1C | 18" | PURGE GAS TO FLARE (HIGH PRESSURE) | GAS | CS |  | Drawing | D978
1729 | 4" - PGH-9621 - AG1C | 4" | PURGE GAS TO FLARE (HIGH PRESSURE) | GAS | CS |  | Drawing | D980
1730 | 8" - PGH-9504-3 - ASIA | 8" | PURGE GAS TO FLARE (HIGH PRESSURE) | GAS | A312-TP304 |  | Drawing | D982
1731 | 16" - PGH-9505-3 - AG1C | 16" | PURGE GAS TO FLARE (HIGH PRESSURE) | GAS | CS |  | Drawing | D983
1732 | 8" - PGH-1633 - AG1C | 8" | PURGE GAS TO FLARE (HIGH PRESSURE) | GAS | CS |  | Drawing | D984
1733 | 4" - PGH-1018 - AG1C | 4" | PURGE GAS TO FLARE (HIGH PRESSURE) | GAS | CS |  | Drawing | D985
1734 | 4" - PGH-1018 - AG1C | 4" | PURGE GAS TO FLARE (HIGH PRESSURE) | GAS | CS |  | Drawing | D986
1735 | 6" - PGH-4118-2 - AG1C | 6" | PURGE GAS TO FLARE (HIGH PRESSURE) | GAS | CS |  | Drawing | D987
1736 | 3" - PGH-6121-2 - AG1C | 3" | PURGE GAS TO FLARE (HIGH PRESSURE) | GAS | CS |  | Drawing | D988
1737 | 3" - PGH-5129-2 - AG1C | 3" | PURGE GAS TO FLARE (HIGH PRESSURE) | GAS | CS |  | Drawing | D989
1738 | 6" - PGH-1126 - AG1C | 6" | PURGE GAS TO FLARE (HIGH PRESSURE) | GAS | CS |  | Drawing | D991
1739 | 6" - PGH-1128 - AG1C | 6" | PURGE GAS TO FLARE (HIGH PRESSURE) | GAS | CS |  | Drawing | D992
1740 | 8" - PGH-4113-2 - AG1C | 8" | PURGE GAS TO FLARE (HIGH PRESSURE) | GAS | CS |  | Drawing | D993
1741 | 6" - PGH-4150 - AG1C | 6" | PURGE GAS TO FLARE (HIGH PRESSURE) | GAS | CS |  | Drawing | D994
1742 | 8" - PGH-1510 - AG1C | 8" | PURGE GAS TO FLARE (HIGH PRESSURE) | GAS | CS |  | Drawing | D997
1743 | 2" - HWR-1123 - AG1B | 2" | COOLING WATER RETURN TO REACTOR | WATER | CS | H25 | Drawing | F001
1744 | 6" - P-1412 - AS1A | 6" | PROCESS |  | A312-TP304 |  | Drawing | F003
1745 | 3" - RWR-9431 - AG1A | 3" | REFRIGRATED WATER RETURN | WATER | CS | L25 | Drawing | F005
1746 | 3" - RWS-9421 - AG1A | 3" | REFRIGRATED WATER SUPPLY | WATER | CS | L25 | Drawing | F006
1747 | 3" - 2EH-4314-5 - AG1E | 3" | 2-ETHYLHEXANOL | CHEMICAL SOLUTION | CS |  | Drawing | F008
1748 | 20" - CWR-9421 - AG1A | 20" | COOLING WATER RETURN | WATER | CS |  | Drawing | F011
1749 | 10" - CWR-9462 - AG1A | 10" | COOLING WATER RETURN | WATER | CS |  | Drawing | F012
1750 | 12" - CWR-9464 - AG1A | 12" | COOLING WATER RETURN | WATER | CS |  | Drawing | F013
1751 | 2" - CWR-9466 - AG1A | 2" | COOLING WATER RETURN | WATER | CS |  | Drawing | F015
1752 | 16" - CWS-9452 - AG1A | 16" | COOLING WATER SUPPLY | WATER | CS |  | Drawing | F017
1753 | 12" - CWS-9454 - AG1A | 12" | COOLING WATER SUPPLY | WATER | CS |  | Drawing | F018
1754 | 2" - CWS-9456 - AG1A | 2" | COOLING WATER SUPPLY | WATER | CS |  | Drawing | F020
1755 | 2 1/2" - FGS-1512 - AG1C | 2 1/2" | FUEL GAS | GAS | CS |  | Drawing | F021
1756 | 10" - GHY-4112 - DG3A | 10" | HYDROGEN | GAS | CS |  | Drawing | F023
1757 | 10" - GHY-4116 - DG3A | 10" | HYDROGEN | GAS | CS |  | Drawing | F024
1758 | 3" - GHY-4173 - DG3A | 3" | HYDROGEN | GAS | CS |  | Drawing | F025
1759 | 5" - GOX-1209 - BG3A | 5" | OXO GAS (CO + H2 GAS) | GAS | CS |  | Drawing | F027
1760 | 2" - HWS-1119 - AG1B | 2" | COOLING WATER SUPPLY FOR REACTOR | WATER | CS | H25 | Drawing | F028
1761 | 5" - LPC-9271 - AG1B | 5" | STEAM CONDENSATE | WATER | CS | H25 | Drawing | F031
1762 | 4" - LPC-9272 - AG1B | 4" | STEAM CONDENSATE | WATER | CS | H25 | Drawing | F032
1763 | 10" - LPS-9262 - AG1B | 10" | LOW PRESSURE STEAM | STEAM | CS | H30 | Drawing | F039
1764 | 5" - MPC-1431 - AG1B | 5" | STEAM CONDENSATE | WATER | CS | H30 | Drawing | F041
1765 | 6" - MPC-9221 - AG1B | 6" | STEAM CONDENSATE | WATER | CS | H25 | Drawing | F042
1766 | 2" - MPC-9222 - AG1B | 2" | STEAM CONDENSATE | WATER | CS | H25 | Drawing | F043
1767 | 4" - MPC-9224 - AG1B | 4" | STEAM CONDENSATE | WATER | CS | H25 | Drawing | F044
1768 | 3" - MPS-9211 - BG4A | 3" | MEDIUM PRESSURE STEAM | STEAM | CS | H30 | Drawing | F046
1769 | 10" - MPS-9212 - BG4A | 10" | MEDIUM PRESSURE STEAM | STEAM | CS | H40 | Drawing | F047
1770 | 6" - MPS-9214 - BG4A | 6" | MEDIUM PRESSURE STEAM | STEAM | CS | H30 | Drawing | F048
1771 | 2 1/2" - P-1405 - AS1A | 2 1/2" | PROCESS |  | A312-TP304 |  | Drawing | F057
1772 | 2 1/2" - P-1407 - AS1A | 2 1/2" | PROCESS |  | A312-TP304 |  | Drawing | F058
1773 | 2 1/2" - P-1415 - AS1A | 2 1/2" | PROCESS |  | A312-TP304 |  | Drawing | F059
1774 | 4" - P-1419 - AS1A | 4" | PROCESS |  | A312-TP304 | P25 | Drawing | F061
1775 | 2 1/2" - P-1601 - AS1A | 2 1/2" | PROCESS |  | A312-TP304 |  | Drawing | F063
1776 | 2" - P-1610 - AS1A | 2" | PROCESS |  | A312-TP304 |  | Drawing | F064
1777 | 5" - P-1613 - AS1A | 5" | PROCESS |  | A312-TP304 | H25 | Drawing | F065
1778 | 5" - P-1614 - AS1A | 5" | PROCESS |  | A312-TP304 | H25 | Drawing | F066
1779 | 8" - P-1616 - AS1A | 8" | PROCESS |  | A312-TP304 | H25 | Drawing | F067
1780 | 8" - P-1617 - AS1A | 8" | PROCESS |  | A312-TP304 | H25 | Drawing | F068
1781 | 2" - P-1619 - AS1A | 2" | PROCESS |  | A312-TP304 |  | Drawing | F069
1782 | 2 1/2" - P-1638 - AS1A | 2 1/2" | PROCESS |  | A312-TP304 |  | Drawing | F071
1783 | 12" - P-4108 - AG1B | 12" | PROCESS |  | CS | P25 | Drawing | F086
1784 | 5" - P-4130 - AG1C | 5" | PROCESS |  | CS |  | Drawing | F087
1785 | 8" - P-6112 - AG1B | 8" | PROCESS |  | CS | P25 | Drawing | F103
1786 | 2" - P-9604 - AG1C | 2" | PROCESS |  | CS |  | Drawing | F112
1787 | 2" - P-9701 - AG1C | 2" | PROCESS |  | CS |  | Drawing | F116
1788 | 2 1/2" - P-9813 - AG1C | 2 1/2" | PROCESS |  | CS |  | Drawing | F119
1789 | 8" - PGH-9504 - AS1A | 8" | PURGE GAS TO FLARE (HIGH PRESSURE) | GAS | A312-TP304 |  | Drawing | F121
1790 | 4" - PPY-1001 - BG3A | 4" | PROPYLENE | CHEMICAL SOLUTION | CS |  | Drawing | F123
1791 | 4" - PPY-1004 - BG3A | 4" | PROPYLENE | CHEMICAL SOLUTION | CS |  | Drawing | F124
1792 | 2 1/2" - RWR-9432 - AG1A | 2 1/2" | REFRIGRATED WATER RETURN | WATER | CS | L25 | Drawing | F126
1793 | 2 1/2" - RWS-9422 - AG1A | 2 1/2" | REFRIGRATED WATER SUPPLY | WATER | CS | L25 | Drawing | F130
1794 | 2" - WWT-9803 - AG1C | 2" | WASTE WATER | WATER | CS |  | Drawing | F135
1795 | 3" - DMW-0172 - AS1A | 3" | DEMINERALIZED WATER | WATER | A312-TP304 |  | Drawing | F137
1796 | 3" - GPA-9954 - AG1A | 3" | PLANT AIR | AIR | CS |  | Drawing | F139
1797 | 3" - GPA-9953 - AG1A | 3" | PLANT AIR | AIR | CS |  | Drawing | F141
1798 | 2" - BBD-0156 - AG1B | 2" | BOILER BLOW DOWN | WATER & STEAM | CS | H25 | Drawing | F143
1799 | 2" - PC-0116 - AS1A | 2" | PROCESS CONDENSATE | WATER | A312-TP304 |  | Drawing | F144
1800 | 4" - 2EH-7207 - AG1E | 4" | 2-ETHYLHEXANOL | CHEMICAL SOLUTION | CS |  | Drawing | F145
1801 | 4" - FNG-9602 - AG1C | 4" | NATURAL GAS FOR FUEL | GAS | CS |  | Drawing | F146
1802 | 4" - NBA-7227 - AG1E | 4" | NORMAL BUTANOL | LIQUID | CS |  | Drawing | F148
1803 | 4" - IBA-7237 - AG1E | 4" | ISO BUTANOL | LIQUID | CS |  | Drawing | F149
1804 | 4" - P-4134 - AG1C | 4" | PROCESS |  | CS |  | Drawing | F151
1805 | 5" - P-4305 - ASIA | 5" | PROCESS |  | A312-TP304 | P25 | Drawing | F154
1806 | 4" - BFW-0173 - BG4A | 4" | BOILER FEED WATER | WATER | CS | H25 | Drawing | F155
1807 | 3" - P-3213 - AS1A | 3" | PROCESS |  | A312-TP304 |  | Drawing | F156
1808 | 10" - HWS-1115 - AG1B | 10" | COOLING WATER SUPPLY FOR REACTOR | WATER | CS | H25 | Drawing | F159
1809 | 3" - PGL-9508 - AG1C | 3" | PURGE GAS TO FLARE (LOW PRESSURE) | GAS | CS |  | Drawing | F163
1810 | 3" - PGL-9507 - AG1C | 3" | PURGE GAS TO FLARE (LOW PRESSURE) | GAS | CS |  | Drawing | F165
1811 | 6" - FWS-9301 - AG1A | 6" | FILTERED WATER | WATER | CS |  | Drawing | F166
1812 | 3" - GPI-9908 - AG2A | 3" | INSTRUMENT AIR | AIR | CS |  | Drawing | F167
1813 | 4" - CWR-9464-2 - AG1A | 4" | COOLING WATER RETURN | WATER | CS |  | Drawing | F168
1814 | 4" - CWS-9454-2 - AG1A | 4" | COOLING WATER SUPPLY | WATER | CS |  | Drawing | F169
1815 | 3" - GPA-9952 - AG1A | 3" | PLANT AIR | AIR | CS |  | Drawing | F171
1816 | 6" - FWS-9301 - AG1A | 6" | FILTERED WATER | WATER | CS |  | Drawing | F172
1817 | 2" - P-1610 - AS1A | 2" | PROCESS |  | A312-TP304 |  | Drawing | F174
1818 | 3" - GPI-9905 - AG2A | 3" | INSTRUMENT AIR | AIR | CS |  | Drawing | F175
1819 | 3" - DMW-9303 - AS1A | 3" | DEMINERALIZED WATER | WATER | A312-TP304 |  | Drawing | F177
1820 | 4" - BFW-0173 - BG4A | 4" | BOILER FEED WATER | WATER | CS | H25 | Drawing | F178
1821 | 4" - PC-9204 - AG1B | 4" | PROCESS CONDENSATE | WATER | CS |  | Drawing | F179
1822 | 2 1/2" - P-6120 - AG1C | 2 1/2" | PROCESS |  | CS |  | Drawing | F180
1823 | 4" - NBA-7227 - AG1E | 4" | NORMAL BUTANOL | LIQUID | CS |  | Drawing | F182
1824 | 4" - IBA-7237 - AG1E | 4" | ISO BUTANOL | LIQUID | CS |  | Drawing | F183
1825 | 4" - FNG-9602 - AG1C | 4" | NATURAL GAS FOR FUEL | GAS | CS |  | Drawing | F184
1826 | 4" - P-4134 - AG1C | 4" | PROCESS |  | CS |  | Drawing | F185
1827 | 5" - P-4130 - AG1C | 5" | PROCESS |  | CS |  | Drawing | F186
1828 | 2" - P-1619 - AS1A | 2" | PROCESS |  | A312-TP304 |  | Drawing | F190
1829 | 2 1/2" - P-1407 - AS1A | 2 1/2" | PROCESS |  | A312-TP304 |  | Drawing | F191
1830 | 2 1/2" - P-1405 - AS1A | 2 1/2" | PROCESS |  | A312-TP304 |  | Drawing | F192
1831 | 4" - 2EH-7207 - AG1E | 4" | 2-ETHYLHEXANOL | CHEMICAL SOLUTION | CS |  | Drawing | F193
1832 | 2" - P-9604 - AG1C | 2" | PROCESS |  | CS |  | Drawing | F195
1833 | 4" - P-8501 - AS1A | 4" | PROCESS |  | A312-TP304 |  | Drawing | F197
1834 | 16" - PGH-9505-3 - AG1C | 16" | PURGE GAS TO FLARE (HIGH PRESSURE) | GAS | CS |  | Drawing | F205
1835 | 4" - FWS-9305 - AG1A | 4" | FILTERED WATER | WATER | CS |  | Drawing | F206
1836 | 20" - CWS-9453-2 - AG1A | 20" | COOLING WATER SUPPLY | WATER | CS |  | Drawing | F208
1837 | 16" - CWR-9465 - AG1A | 16" | COOLING WATER RETURN | WATER | CS |  | Drawing | F210
1838 | 2 1/2" - NGS-9951 - AG1A | 2 1/2" | NITROGEN GAS | GAS | CS |  | Drawing | F211
1839 | 2 1/2" - P-6120 - AG1C | 2 1/2" | PROCESS |  | CS |  | Drawing | F214
1840 | 3" - PPY-1012 - BG3A | 3" | PROPYLENE | CHEMICAL SOLUTION | CS |  | Drawing | F215
1841 | 8" - MPS-9251 - BG4A | 8" | MEDIUM PRESSURE STEAM | STEAM | CS | H30 | Drawing | F216
1842 | 8" - PGL-9501 - AG1C | 8" | PURGE GAS TO FLARE (LOW PRESSURE) | GAS | CS |  | Drawing | F217
1843 | 6" - FFW-7519 - AG1A | 6" |  |  | CS |  | Drawing | F218
1844 | 3" - GPI-9907 - AG2A | 3" | INSTRUMENT AIR | AIR | CS |  | Drawing | F219
1845 | 2" - GPI-9916 - AG2A | 2" | INSTRUMENT AIR | AIR | CS |  | Drawing | F223
1846 | 3" - GPI-9911 - AG2A | 3" | INSTRUMENT AIR | AIR | CS |  | Drawing | F224
1847 | 5" - FGS-9618-1 - AG1C | 5" | FUEL GAS | GAS | CS |  | Drawing | F225
1848 | 6" - P-1412 - AS1A | 6" | PROCESS |  | A312-TP304 |  | Drawing | F227
1849 | 2" - LPS-9263 - AG1B | 2" | LOW PRESSURE STEAM | STEAM | CS | H25 | Drawing | F247
1850 | 6" - LPC-9270 - AG1B | 6" | STEAM CONDENSATE | WATER | CS | H25 | Drawing | F248
1851 | 8" - MPC-9220 - AG1B | 8" | STEAM CONDENSATE | WATER | CS | H25 | Drawing | F249
1852 | 10" - MPS-9210 - BG4A | 10" | MEDIUM PRESSURE STEAM | STEAM | CS | H30 | Drawing | F250
1853 | 4" - P-8501 - AS1A | 4" | PROCESS |  | A312-TP304 |  | Drawing | F251
1854 | 4" - CWR-9411 - AG1A | 4" | COOLING WATER RETURN | WATER | CS |  | Drawing | F253
1855 | 3" - DMW-9306 - ASIA | 3" | DEMINERALIZED WATER | WATER | A312-TP304 |  | Drawing | F254
1856 | 4" - FWS-9305 - AG1A | 4" | FILTERED WATER | WATER | CS |  | Drawing | F255
1857 | 2" - LPC-STCH12 - AG1B | 2" | STEAM CONDENSATE | WATER | CS | H25 | Drawing | F256
1858 | 6" - LPC-9202 - AG1B | 6" | STEAM CONDENSATE | WATER | CS | H30 | Drawing | F257
1859 | 2" - FSW-9305 - AG1A | 2" |  |  | CS |  | Drawing | F259
1860 | 10" - LPS-9261-3 - AG1B | 10" | LOW PRESSURE STEAM | STEAM | CS | H30 | Drawing | F260
1861 | 10" - LPS-9262 - AG1B | 10" | LOW PRESSURE STEAM | STEAM | CS | H30 | Drawing | F261
1862 | 3" - NGS-9951-2 - AG1A | 3" | NITROGEN GAS | GAS | CS |  | Drawing | F262
1863 | 3" - NGS-9950 - AG1A | 3" | NITROGEN GAS | GAS | CS |  | Drawing | F263
1864 | 3" - NGB-9970 - AG1A | 3" | NITROGEN GAS | GAS | CS |  | Drawing | F264
1865 | 4" - RWS-9420 - AG1A | 4" | REFRIGRATED WATER SUPPLY | WATER | CS | L25 | Drawing | F406
1866 | 5" - FGS-9619 - AG1C | 5" | FUEL GAS | GAS | CS |  | Drawing | F409
1867 | 4" - RWR-9430 - AG1A | 4" | REFRIGRATED WATER RETURN | WATER | CS | L25 | Drawing | F413
1868 | 2" - PPY-1009 - BG3A | 2" | PROPYLENE | CHEMICAL SOLUTION | CS | H25 | Drawing | F415
1869 | 3" - NGS-9951 - AG1A | 3" | NITROGEN GAS | GAS | CS |  | Drawing | F419
1870 | 3" - PGL-9592 - AG1C | 3" | PURGE GAS TO FLARE (LOW PRESSURE) | GAS | CS |  | Drawing | F432
1871 | 6" - LPS-9269 - AG1B | 6" | LOW PRESSURE STEAM | STEAM | CS | H25 | Drawing | F433
1872 | 16" - PGH-9505 - AG1C | 16" | PURGE GAS TO FLARE (HIGH PRESSURE) | GAS | CS |  | Drawing | F434
1873 | 3" - NGS-9951 - AG1A | 3" | NITROGEN GAS | GAS | CS |  | Drawing | F500
1874 | 18" - PGH-9503 - AG1C | 18" | PURGE GAS TO FLARE (HIGH PRESSURE) | GAS | CS |  | Drawing | F501
1875 | D-101 | [5 empty] | Drawing | T002
1876 | D-102 | [5 empty] | Drawing | T003
1877 | D-118 | [5 empty] | Drawing | T004
1878 | D-135 | [5 empty] | Drawing | T006
1879 | D-242 | [5 empty] | Drawing | T017
1880 | D-243 | [5 empty] | Drawing | T018
1881 | 2" - D-411 - ASIA | 2" |  |  | A312-TP304 |  | Drawing | T022
1882 | 2" - D-412 - ASIA | 2" |  |  | A312-TP304 | H25 | Drawing | T023
1883 | 2" - D-416 - DS1A | 2" |  |  | A312-TP304 |  | Drawing | T024
1884 | 2" - D-425 - AS1B | 2" |  |  | A312-TP304 |  | Drawing | T025
1885 | 2" - D-445 - AS1B | 2" |  |  | A312-TP304 |  | Drawing | T027
1886 | 2" - D-455 - ASIA | 2" |  |  | A312-TP304 |  | Drawing | T028
1887 | 2" - D-511 - ASIA | 2" |  |  | A312-TP304 | H25 | Drawing | T029
1888 | 2" - D-512 - ASIA | 2" |  |  | A312-TP304 | H25 | Drawing | T030
1889 | 2" - D-525 - ASIA | 2" |  |  | A312-TP304 |  | Drawing | T031
1890 | 2" - D-535 - ASIA | 2" |  |  | A312-TP304 |  | Drawing | T032
1891 | 2" - D-545 - ASIA | 2" |  |  | A312-TP304 |  | Drawing | T033
1892 | 2" - D-555 - ASIA | 2" |  |  | A312-TP304 |  | Drawing | T034
1893 | 2" - D-611 - ASIA | 2" |  |  | A312-TP304 | H25 | Drawing | T035
1894 | 2" - D-612 - ASIA | 2" |  |  | A312-TP304 | H25 | Drawing | T036
1895 | 2" - D-625 - ASIA | 2" |  |  | A312-TP304 |  | Drawing | T037
1896 | 2" - D-635 - ASIA | 2" |  |  | A312-TP304 |  | Drawing | T038
1897 | 2" - D-645 - ASIA | 2" |  |  | A312-TP304 |  | Drawing | T039
1898 | 2" - D-951 - AG1C | 2" |  |  | CS |  | Drawing | T048
1899 | 2" - D-985 - ASIA | 2" |  |  | A312-TP304 |  | Drawing | T052
1900 | 2" - R-410 - DS1A | 2" |  |  | A312-TP304 | H120 | Drawing | T102
1901 | 2" - R-510 - DS1A | 2" |  |  | A312-TP304 | H25 | Drawing | T103
1902 | 2" - R-610 - DS1A | 2" |  |  | A312-TP304 | H25 | Drawing | T104
1903 | 2" - T-320 - AS1B | 2" |  |  | A312-TP304 | H35 | Drawing | T115
1904 | 2" - T-450 - AS1B | 2" |  |  | A312-TP304 | H35 | Drawing | T119
1905 | 6" - PGL-1425 - ASIA | 6" | PURGE GAS TO FLARE (LOW PRESSURE) | GAS | A312-TP304 |  | Drawing | Y002
1906 | 6" - PGL-1632 - AG1C | 6" | PURGE GAS TO FLARE (LOW PRESSURE) | GAS | CS |  | Drawing | Y003
1907 | 3" - PGL-2401 - AG1C | 3" | PURGE GAS TO FLARE (LOW PRESSURE) | GAS | CS |  | Drawing | Y004
1908 | 2" - PGL-4142 - AG1C | 2" | PURGE GAS TO FLARE (LOW PRESSURE) | GAS | CS |  | Drawing | Y005
1909 | 2" - PGL-4317-1 - AG1D | 2" | PURGE GAS TO FLARE (LOW PRESSURE) | GAS | CS |  | Drawing | Y006
1910 | 6" - P-1631 - ASIA | 6" | PROCESS |  | A312-TP304 |  | Drawing | Y011
1911 | 2" - PGL-4317-2 - AG1D | 2" | PURGE GAS TO FLARE (LOW PRESSURE) | GAS | CS |  | Drawing | Y012
1912 | 2" - PGL-4317-4 - AG1C | 2" | PURGE GAS TO FLARE (LOW PRESSURE) | GAS | CS |  | Drawing | Y014
1913 | 4" - PPY-1001 - BG3A | 4" | PROPYLENE | CHEMICAL SOLUTION | CS |  | Drawing | Y021
1914 | 4" - PPY-1004 - BG3A | 4" | PROPYLENE | CHEMICAL SOLUTION | CS |  | Drawing | Y024
1915 | 5" - PPY-1005 - BG3A | 5" | PROPYLENE | CHEMICAL SOLUTION | CS | HT25 | Drawing | Y025
1916 | 8" - PPY-1007 - BG3A | 8" | PROPYLENE | CHEMICAL SOLUTION | CS | H25 | Drawing | Y026
1917 | 4" - PPY-1008 - BG3A | 4" | PROPYLENE | CHEMICAL SOLUTION | CS | H25 | Drawing | Y031
1918 | 5" - PPY-1005 - BG3A | 5" | PROPYLENE | CHEMICAL SOLUTION | CS | HT25 | Drawing | Y032
1919 | 5" - PPY-1005 - BG3A | 5" | PROPYLENE | CHEMICAL SOLUTION | CS | HT25 | Drawing | Y033
1920 | 5" - PPY-1005 - BS1A | 5" | PROPYLENE | CHEMICAL SOLUTION | A312-TP304 | H25 | Drawing | Y034
1921 | 4" - PPY-1004 - BG3A | 4" | PROPYLENE | CHEMICAL SOLUTION | CS |  | Drawing | Y035
1922 | 4" - PPY-1004 - BG3A | 4" | PROPYLENE | CHEMICAL SOLUTION | CS |  | Drawing | Y036
1923 | 4" - RWR-9430 - AG1A | 4" | REFRIGRATED WATER RETURN | WATER | CS | L25 | Drawing | Y043
1924 | 2" - RWR-9433 - AG1A | 2" | REFRIGRATED WATER RETURN | WATER | CS | L25 | Drawing | Y046
1925 | 4" - RWS-9420 - AG1A | 4" | REFRIGRATED WATER SUPPLY | WATER | CS | L25 | Drawing | Y059
1926 | 2" - RWS-9423 - AG1A | 2" | REFRIGRATED WATER SUPPLY | WATER | CS | L25 | Drawing | Y062
1927 | 8" - S-9201 - AG1B | 8" |  |  | CS | H30 | Drawing | Y073
1928 | 8" - S-9202 - AG1B | 8" |  |  | CS | H30 | Drawing | Y074
1929 | 6" - S-9203 - AG1B | 6" |  |  | CS | H30 | Drawing | Y075
1930 | 2" - WWT-9802 - AS1A | 2" | WASTE WATER | WATER | A312-TP304 | P25 | Drawing | Y104
1931 | 2" - WWT-9816-1 - AS1A | 2" | WASTE WATER | WATER | A312-TP304 | H25 | Drawing | Y106.
1932 | 2" - WWT-9816-2 - AS1A | 2" | WASTE WATER | WATER | A312-TP304 | H25 | Drawing | Y107
1933 | 2" - WWT-9816-3 - AS1A | 2" | WASTE WATER | WATER | A312-TP304 | H25 | Drawing | Y108
1934 | 3" - P-4311-4 - AS1A | 3" | PROCESS |  | A312-TP304 | P25 | Drawing | Y110
1935 | 3" - P-4311-5 - AS1A | 3" | PROCESS |  | A312-TP304 | P25 | Drawing | Y111
1936 | 2 1/2" - P-5209-2 - AS1A | 2 1/2" | PROCESS |  | A312-TP304 |  | Drawing | Y112
1937 | 2" - P-5302 - AS1A | 2" | PROCESS |  | A312-TP304 | H25 | Drawing | Y114
1938 | 2" - P-5302-3 - AS1A | 2" | PROCESS |  | A312-TP304 | H25 | Drawing | Y115
1939 | 4" - P-5101-2 - AS1A | 4" | PROCESS |  | A312-TP304 | H25 | Drawing | Y116
1940 | 4" - P-5101-3 - AS1A | 4" | PROCESS |  | A312-TP304 |  | Drawing | Y117
1941 | 8" - P-1617 - AS1A | 8" | PROCESS |  | A312-TP304 | H25 | Drawing | Y119
1942 | 10" - P-1612 - AS1A | 10" | PROCESS |  | A312-TP304 | H25 | Drawing | Y120
1943 | 4" - P-1419 - BS1A | 4" | PROCESS |  | A312-TP304 | P25 | Drawing | Y121
1944 | 4" - P-1419 - BS1A | 4" | PROCESS |  | A312-TP304 | P25 | Drawing | Y122
1945 | 6" - P-1412 - ASIA | 6" | PROCESS |  | A312-TP304 |  | Drawing | Y123
1946 | 4" - P-1420 - BS1A | 4" | PROCESS |  | A312-TP304 |  | Drawing | Y124
1947 | 4" - P-1420 - BS1A | 4" | PROCESS |  | A312-TP304 |  | Drawing | Y125
1948 | 2" - P-3220-4 - AS1A | 2" | PROCESS |  | A312-TP304 |  | Drawing | Y126
1949 | 3" - P-5127-1 - AS1A | 3" | PROCESS |  | A312-TP304 |  | Drawing | Y127
1950 | 3" - P-5102-2 - DS1A | 3" | PROCESS |  | A312-TP304 | H25 | Drawing | Y128
1951 | 3" - P-5102-3 - DS1A | 3" | PROCESS |  | A312-TP304 | H25 | Drawing | Y129
1952 | 3" - P-5102-4 - DS1A | 3" | PROCESS |  | A312-TP304 | H25 | Drawing | Y130
1953 | 3" - P-5102-5 - DS1A | 3" | PROCESS |  | A312-TP304 | H25 | Drawing | Y131
1954 | 4" - P-3120 - AS1B | 4" | PROCESS |  | A312-TP304 |  | Drawing | Y134
1955 | 2 1/2" - P-1109 - BS1A | 2 1/2" | PROCESS |  | A312-TP304 | H25 | Drawing | Y136
1956 | 5" - P-4107-2 - DS1A | 5" | PROCESS |  | A312-TP304 | H25 | Drawing | Y138
1957 | 4" - P-4125-2 - AS1B | 4" | PROCESS |  | A312-TP304 | H25 | Drawing | Y139
1958 | 4" - P-4125-3 - AS1A | 4" | PROCESS |  | A312-TP304 | H25 | Drawing | Y140
1959 | 4" - P-4125-4 - AS1A | 4" | PROCESS |  | A312-TP304 | H25 | Drawing | Y141
1960 | 4" - P-4125-5 - AS1A | 4" | PROCESS |  | A312-TP304 | H25 | Drawing | Y142
1961 | 4" - P-4125-6 - AS1A | 4" | PROCESS |  | A312-TP304 | H25 | Drawing | Y143
1962 | 4" - P-4125-7 - AS1A | 4" | PROCESS |  | A312-TP304 | H25 | Drawing | Y144
1963 | 3" - P-5118-2 - AS1A | 3" | PROCESS |  | A312-TP304 | H25 | Drawing | Y145
1964 | 3" - P-5119 - AS1A | 3" | PROCESS |  | A312-TP304 | H25 | Drawing | Y146
1965 | 3" - P-5121 - AS1A | 3" | PROCESS |  | A312-TP304 | H25 | Drawing | Y147
1966 | 3" - P-5108-2 - DS1A | 3" | PROCESS |  | A312-TP304 | H25 | Drawing | Y148
1967 | 2 1/2" - P-5111-2 - DS1A | 2 1/2" | PROCESS |  | A312-TP304 | H25 | Drawing | Y149
1968 | 2 1/2" - P-6111-2 - DS1A | 2 1/2" | PROCESS |  | A312-TP304 | H25 | Drawing | Y150
1969 | 2 1/2" - P-4406-2 - AS1B | 2 1/2" | PROCESS |  | A312-TP304 |  | Drawing | Y151
1970 | 2 1/2" - P-5312-2 - AS1A | 2 1/2" | PROCESS |  | A312-TP304 | H25 | Drawing | Y152
1971 | 4" - P-1109 - BS1A | 4" | PROCESS |  | A312-TP304 | H25 | Drawing | Y153
1972 | 2 1/2" - P-6114-3 - AS1A | 2 1/2" | PROCESS |  | A312-TP304 | H25 | Drawing | Y154
1973 | 2 1/2" - P-6114-4 - AS1A | 2 1/2" | PROCESS |  | A312-TP304 | H25 | Drawing | Y155
1974 | 2 1/2" - P-6114-5 - AS1A | 2 1/2" | PROCESS |  | A312-TP304 | H25 | Drawing | Y156
1975 | 5" - P-1614-1 - AS1A | 5" | PROCESS |  | A312-TP304 | H25 | Drawing | Y157
1976 | 5" - P-1614-2 - AS1A | 5" | PROCESS |  | A312-TP304 | H25 | Drawing | Y158
1977 | 2 1/2" - P-6205-2 - AS1A | 2 1/2" | PROCESS |  | A312-TP304 | H25 | Drawing | Y159
1978 | 2" - P-1610 - AS1A | 2" | PROCESS |  | A312-TP304 |  | Drawing | Y160
1979 | 4" - P-1202 - BS1A | 4" | PROCESS |  | A312-TP304 | H25 | Drawing | Y164
1980 | 2 1/2" - P-6120-2 - AG1C | 2 1/2" | PROCESS |  | CS |  | Drawing | Y166
1981 | 6" - P-1631 - AS1A | 6" | PROCESS |  | A312-TP304 |  | Drawing | Y168
1982 | 5" - P-4126-3 - AS1A | 5" | PROCESS |  | A312-TP304 | H25 | Drawing | Y169
1983 | 2 1/2" - P-1405 - AS1A | 2 1/2" | PROCESS |  | A312-TP304 |  | Drawing | Y170
1984 | 2" - P-1608 - AS1A | 2" | PROCESS |  | A312-TP304 |  | Drawing | Y171
1985 | 2 1/2" - P-6205-3 - AS1A | 2 1/2" | PROCESS |  | A312-TP304 | H25 | Drawing | Y172
1986 | 5" - P-1613 - AS1A | 5" | PROCESS |  | A312-TP304 | H25 | Drawing | Y173
1987 | 2 1/2" - P-1407 - AS1A | 2 1/2" | PROCESS |  | A312-TP304 |  | Drawing | Y174
1988 | 2 1/2" - P-1638 - AS1A | 2 1/2" | PROCESS |  | A312-TP304 |  | Drawing | Y175
1989 | 5" - P-4305-6 - AS1A | 5" | PROCESS |  | A312-TP304 | P25 | Drawing | Y176
1990 | 2" - P-5130 - AS1A | 2" | PROCESS |  | A312-TP304 | P25 | Drawing | Y177
1991 | 4" - P-4134 - AG1C | 4" | PROCESS |  | CS |  | Drawing | Y178
1992 | 5" - P-4130 - AG1C | 5" | PROCESS |  | CS |  | Drawing | Y180
1993 | 2 1/2" - P-9813-3 - AG1C | 2 1/2" | PROCESS |  | CS |  | Drawing | Y181
1994 | 3" - P-6108-2 - DS1A | 3" | PROCESS |  | A312-TP304 | H25 | Drawing | Y182
1995 | 8" - P-1622 - AS1A | 8" | PROCESS |  | A312-TP304 |  | Drawing | Y183
1996 | 2 1/2" - P-6120-1 - AG1C | 2 1/2" | PROCESS |  | CS |  | Drawing | Y184
1997 | 2 1/2" - P-1601 - AS1A | 2 1/2" | PROCESS |  | A312-TP304 |  | Drawing | Y185
1998 | 12" - P-4108-3 - AG1B | 12" | PROCESS |  | CS | P25 | Drawing | Y186
1999 | 2 1/2" - P-6121 - AS1A | 2 1/2" | PROCESS |  | A312-TP304 | H25 | Drawing | Y188
2000 | 2 1/2" - P-1507 - AS1A | 2 1/2" | PROCESS |  | A312-TP304 |  | Drawing | Y189
2001 | 4" - P-1107 - BS1A | 4" | PROCESS |  | A312-TP304 | H25 | Drawing | Y191
2002 | 4" - P-1618 - AS1A | 4" | PROCESS |  | A312-TP304 | H25 | Drawing | Y193
2003 | 10" - P-1612 - AS1A | 10" | PROCESS |  | A312-TP304 | H25 | Drawing | Y194
2004 | 4" - P-1108 - BS1A | 4" | PROCESS |  | A312-TP304 | HT25 | Drawing | Y195
2005 | 18" - P-1604 - AS1A | 18" | PROCESS |  | A312-TP304 | H25 | Drawing | Y196
2006 | 10" - P-1612 - AS1A | 10" | PROCESS |  | A312-TP304 | H25 | Drawing | Y197
2007 | 2 1/2" - P-1601 - AS1A | 2 1/2" | PROCESS |  | A312-TP304 |  | Drawing | Y200
2008 | 2" - WWT-9803-3 - AG1C | 2" | WASTE WATER | WATER | CS |  | Drawing | Y202
2009 | 8" - P-1203 - BS1A | 8" | PROCESS |  | A312-TP304 | H25 | Drawing | Y207
2010 | 4" - FWS-9314 - AG1B | 4" | FILTERED WATER | WATER | CS |  | Drawing | Y212
2011 | 5" - FGS-9618 - AG1C | 5" | FUEL GAS | GAS | CS |  | Drawing | Y214
2012 | 5" - P-4130 - AG1C | 5" | PROCESS |  | CS |  | Drawing | Y215
2013 | 3" - P-3213-5 - AS1A | 3" | PROCESS |  | A312-TP304 |  | Drawing | Y216
2014 | 3" - P-2221-1 - AG1D | 3" | PROCESS |  | CS | HT25 | Drawing | Y274
2015 | 8" - HWS-1116 - AG1B | 8" | COOLING WATER SUPPLY FOR REACTOR | WATER | CS | G25 | Drawing | Y395
2016 | 4" - HWS-1120 - AG1B | 4" | COOLING WATER SUPPLY FOR REACTOR | WATER | CS | H25 | Drawing | Y397
2017 | 2" - LPC-STCG-08 - AG1B | 2" | STEAM CONDENSATE | WATER | CS | H25 | Drawing | Y501
2018 | 2" - LPC-STCH-05 - AG1B | 2" | STEAM CONDENSATE | WATER | CS | H25 | Drawing | Y502
2019 | 2" - LPC-STCH-01 - AG1B | 2" | STEAM CONDENSATE | WATER | CS | H25 | Drawing | Y503
2020 | 2" - LPC-STCH-06 - AG1B | 2" | STEAM CONDENSATE | WATER | CS | H25 | Drawing | Y506
2021 | 6" - LPS-STH-02 - AG1B | 6" | LOW PRESSURE STEAM | STEAM | CS | H25 | Drawing | Y507
2022 | 2" - LPS-STH-02 - AG1B | 2" | LOW PRESSURE STEAM | STEAM | CS | H25 | Drawing | Y509
2023 | 2" - LPS-STH-03 - AG1B | 2" | LOW PRESSURE STEAM | STEAM | CS | H25 | Drawing | Y510
2024 | 2" - LPS-STH-04 - AG1B | 2" | LOW PRESSURE STEAM | STEAM | CS | H25 | Drawing | Y511
2025 | 2" - LPS-STH-05 - AG1B | 2" | LOW PRESSURE STEAM | STEAM | CS | H25 | Drawing | Y512
2026 | 2" - LPS-STH-01 - AG1B | 2" | LOW PRESSURE STEAM | STEAM | CS | H25 | Drawing | Y513
2027 | 2" - LPS-STH-06 - AG1B | 2" | LOW PRESSURE STEAM | STEAM | CS | H25 | Drawing | Y514
2028 | 2" - LPC-STCH-02 - AG1B | 2" | STEAM CONDENSATE | WATER | CS | H25 | Drawing | Y515
2029 | 2" - LPC-STCH-09 - AS1B | 2" | STEAM CONDENSATE | WATER | A312-TP304 | H25 | Drawing | Y516
2030 | 2" - LPC-STCH-01 - AS1B | 2" | STEAM CONDENSATE | WATER | A312-TP304 | H25 | Drawing | Y517
2031 | 2" - LPC-STCH-03 - AG1B | 2" | STEAM CONDENSATE | WATER | CS | H25 | Drawing | Y518
2032 | 2" - LPC-STCH-01 - AS1B | 2" | STEAM CONDENSATE | WATER | A312-TP304 | H25 | Drawing | Y519
2033 | 2" - LPC-STCH-12 - AG1B | 2" | STEAM CONDENSATE | WATER | CS | H25 | Drawing | 1/521
2034 | 2" - LPC-STCH-07 - AG1B | 2" | STEAM CONDENSATE | WATER | CS | H25 | Drawing | Y522
2035 | 2" - LPS-STH-12 - AG1B | 2" | LOW PRESSURE STEAM | STEAM | CS | H25 | Drawing | Y523
2036 | 2" - LPS-STH-07 - AG1B | 2" | LOW PRESSURE STEAM | STEAM | CS | H25 | Drawing | Y528
2037 | 4" - PPY-1602 - BG3A | 4" | PROPYLENE | CHEMICAL SOLUTION | CS | H25 | Drawing | Y600
2038 | 4" - PPY-1003 - BG3A | 4" | PROPYLENE | CHEMICAL SOLUTION | CS | H25 | Drawing | Y601
2039 | 2" - P-9701 - AG1C | 2" | PROCESS |  | CS |  | Drawing | Y602
2040 | 5" - CWR-9467 - AG1A | 5" | COOLING WATER RETURN | WATER | CS |  | Drawing | Y603
2041 | 24" - CWS-9451 - AG1A | 24" | COOLING WATER SUPPLY | WATER | CS |  | Drawing | Y606
2042 | 3" - PGH-1015 - AG1C | 3" | PURGE GAS TO FLARE (HIGH PRESSURE) | GAS | CS | P25 | Drawing | Y607
2043 | 4" - MPS-1152 - BG4A | 4" | MEDIUM PRESSURE STEAM | STEAM | CS | H30 | Drawing | Y608
2044 | 5" - P-1102 - BS1A | 5" | PROCESS |  | A312-TP304 | H25 | Drawing | Y611
2045 | 4" - P-1508 - AS1A | 4" | PROCESS |  | A312-TP304 |  | Drawing | Y614
2046 | 4" - P-3210 - AS1B | 4" | PROCESS |  | A312-TP304 |  | Drawing | Y621
2047 | 4" - PGH-1013 - AS1A | 4" | PURGE GAS TO FLARE (HIGH PRESSURE) | GAS | A312-TP304 |  | Drawing | Y625
2048 | 3" - P-8502 - AS1A | 3" | PROCESS |  | A312-TP304 |  | Drawing | Y626
2049 | 6" - P-1418 - BS1A | 6" | PROCESS |  | A312-TP304 | H25 | Drawing | Y627
2050 | 16" - CWS-9455 - AG1A | 16" | COOLING WATER SUPPLY | WATER | CS |  | Drawing | Y632
2051 | 2 1/2" - CWS-2131 - AG1A | 2 1/2" | COOLING WATER SUPPLY | WATER | CS |  | Drawing | Y634
2052 | 8" - CWS-3253 - AG1A | 8" | COOLING WATER SUPPLY | WATER | CS |  | Drawing | Y635
2053 | 2 1/2" - P-1504 - AS1A | 2 1/2" | PROCESS |  | A312-TP304 |  | Drawing | Y636
2054 | 3" - GPI-9912 - AG2A | 3" | INSTRUMENT AIR | AIR | CS |  | Drawing | Y638
2055 | 2 1/2" - P-1502 - AS1A | 2 1/2" | PROCESS |  | A312-TP304 | P25 | Drawing | Y639
2056 | 2" - CWS-9456 - AG1A | 2" | COOLING WATER SUPPLY | WATER | CS |  | Drawing | Y640
2057 | 5" - P-1201 - BS1A | 5" | PROCESS |  | A312-TP304 | H25 | Drawing | Y641
2058 | 3" - P-2503 - AS1A | 3" | PROCESS |  | A312-TP304 | HT25 | Drawing | Y642
2059 | 6" - P-1204 - AS1A | 6" | PROCESS |  | A312-TP304 | H25 | Drawing | Y643
2060 | 6" - P-1302 - BS1A | 6" | PROCESS |  | A312-TP304 | H25 | Drawing | Y644
2061 | 2" - LPS-STH10 - AG1B | 2" | LOW PRESSURE STEAM | STEAM | CS | H25 | Drawing | Y645
2062 | 4" - PC-9207 - AG1B | 4" | PROCESS CONDENSATE | WATER | CS |  | Drawing | Y646
2063 | 2" - PC-DRAIN - AG1B | 2" | PROCESS CONDENSATE | WATER | CS |  | Drawing | Y647
2064 | 2" - BBD-9201 - AG1B | 2" | BOILER BLOW DOWN | WATER & STEAM | CS | H25 | Drawing | Y648
2065 | 2" - LPS-STH-08 - AG1B | 2" | LOW PRESSURE STEAM | STEAM | CS | H25 | Drawing | Y649
2066 | 2" - LPS-STH-09 - AG1B | 2" | LOW PRESSURE STEAM | STEAM | CS | H25 | Drawing | Y650
2067 | 6" - LPS-STH-02 - AG1B | 6" | LOW PRESSURE STEAM | STEAM | CS | H25 | Drawing | Y653
2068 | 3" - P-8503 - AS1A | 3" | PROCESS |  | A312-TP304 |  | Drawing | Y654
2069 | 3" - P-8504 - AS1A | 3" | PROCESS |  | A312-TP304 |  | Drawing | Y655
2070 | 2" - LPC-STCH-10 - AG1B | 2" | STEAM CONDENSATE | WATER | CS | H25 | Drawing | Y656
2071 | 3" - NGS-9904 - AG1A | 3" | NITROGEN GAS | GAS | CS |  | Drawing | Y659
2072 | 14" - P-3201 - AS1B | 14" | PROCESS |  | A312-TP304 | H30 | Drawing | Y700
2073 | 5" - P-4130 - AG1C | 5" | PROCESS |  | CS |  | Drawing | Y701
2074 | 4" - P-4201 - AS1B | 4" | PROCESS |  | A312-TP304 | H25 | Drawing | Y702
2075 | 3" - PGH-5150 - AG1C | 3" | PURGE GAS TO FLARE (HIGH PRESSURE) | GAS | CS |  | Drawing | Y703
2076 | 10" - P-9818 - AS1A | 10" | PROCESS |  | A312-TP304 |  | Drawing | Y704
2077 | 4" - LPS-9853 - AG1B | 4" | LOW PRESSURE STEAM | STEAM | CS | H25 | Drawing | Z325
2078 | 2" - WWT-9832 - AS1A | 2" | WASTE WATER | WATER | A312-TP304 | HT25 | Drawing | Z411
Total Line Number : |  | 2078
Menu
PON

## 47-1
|  | EQUIPMENT LIST |  |  |  | Document No. | : MNTC-ME
[6 empty] | Revision | : 0
[6 empty] | Date of issue | : 2025
PT. PETRO OXO NUSANTARA | [5 empty] | Page | :
VALVE LIST SYN GAS
NO | Code | Line Number piping + accecories | Diameter | SCH | Valve | Material | Remark
Syngas
1 | A001 | 2"-BBD-0155-BG4A-H25 | 2" | 40 | GV 1,2,3,4 | Carbon steel |  | 1
2 | A002 | 2"-BBD-0156-BG4A-H25 | 2" | 40 | GV1 |  |  | 1
|  |  | 1/2" |  | GV1 |  |  | 1
|  |  | 1 1/2" |  | GV1 |  |  | 1
3 | A003 | 2"-BBD-0156-AG1B-H25 | 2" | 40 | GV1,2 |  |  | 1
|  |  | 1 1/2" |  | GV1,2 |  |  | 1
4 | A004 | 2"-BBD-0157-BG4A-H25 | 2" | 40 | GV1,2,3,4 |  |  | 1
5 | A005 | 2"-BBD-0157-BG4A | 2" | 40 | GV1 |  |  | 1
6 | A006 | 10"-BBD-0157-BG4A | 10" | 20 |  |  |  | 1
7 | A007 | 2"-BBD-0156-AG1B-H25 | 2" | 40
8 | A008 | 2"-BBD-0156-AG1B-H25 | 2" | 40
9 | A011 | 4"-BFW-0173-BG4A-H25 | 4" | 40 | GV1 |  |  | 1
|  |  | 3/4" | 80 | GV1 |  |  | 1
|  |  | 1/2" | 80 | GV1,2 |  |  | 1
10 | A012 | 4"-BFW-0182-BG4A-H30 | 4" | 40 | GV1,2 |  |  | 1
11 | A013 | 4"-BFW-0182-BG4A-H30 | 4" | 40 | GV1 |  |  | 1
|  |  | 4" |  | CV1 |  |  | 1
|  |  | 3/4" |  | GV1 |  |  | 1
12 | A014 | 4"-BFW-0182-BG4A-H30 | 4" | 40 |  |  |  | 1
13 | A015 | 4"-BFW-0173-BG4A-H25 | 4" | 40 |  |  |  | 1
14 | A016 | 4"-BFW-0173-BG4A-H25 | 4" | 40 |  |  |  | 1
15 | A021 | 6"-CWR-0274-AG1A | 6" | 40 |  |  |  | 1
16 | A022 | 6"-CWR-0175-AG1A | 6" | 40 | - |  |  | 1
|  | Check valve | 6" |  | CV 1 |  |  | 1
|  |  | 3/4" |  | GV1 |  |  | 1
17 | A023 | 6"-CWR-0276-AG1A | 6" | 40 | BV1 |  |  | 1
18 | A024 | 2"-CWR-0278-AG1A | 2" | 40 |  |  |  | 1
19 | A025 | 3"-CWR-0372-AG1A | 3" | 40 |  |  |  | 1
20 | A026 | 14"-CWR-9465-AG1A | 14" | 20 |  |  |  | 1
|  |  | 2" |  | GV1 |  |  | 1
21 | A027 | 2"-CWR-0072-AG1A | 2" |  |  |  |  | 1
22 | A028 | 2"-CWR-0072-AG1A | 2" |  |  |  |  | 1
23 | A029 | 14"-CWR-9465-AG1A | 14" | 20 |  |  |  | 1
24 | A030 | 3"-CWR-0185-AG1A | 3" |  |  |  |  | 1
25 | A031 | 3"-CWR-0078-AG1A | 3" |  |  |  |  | 1
26 | A032 | 8"-CWR-9465-AG1A (1/2) (2/2) | 8" | 20 |  |  |  | 1
27 | A033 | 4"-CWR-0174-AG1A | 4" | 40 | - |  |  | 1
|  |  | 3/4" |  | GV1 |  |  | 1
28 | A034 | 6"-CWR-0176-AG1A | 6" | 40 |  |  |  | 1
29 | A035 | 3"-CWR-0181-AG1A | 3" | 40 |  |  |  | 1
30 | A036 | 2"-CWR-0183-AG1A | 2" | 40 |  |  |  | 1
31 | A037 | 4"-CWR-0076-AG1A | 4" | 40 |  |  |  | 1
32 | A061 | 6"-CWS-0273-AG1A | 6" | 40 | - |  |  | 1
|  | Check valve | 6" |  | CV 1 |  |  | 1
33 | A062 | 6"-CWS-0275-AG1A | 6" |  |  |  |  | 1
34 | A063 | 2"-CWS-0277-AG1A | 2" |  | - |  |  | 1
35 | A064 | 6"-CWS-0174-AG1A | 6" | 40 | - |  |  | 1
|  | Check valve | 6" |  | CV 1 |  |  | 1
36 | A065 | 3"-CWS-0371-AG1A | 3" |  | - |  |  | 1
37 | A066 | 14"-CWS-9455-AG1A | 14" |  | - |  |  | 1
|  |  | 2" |  | GV1 |  |  | 1
38 | A067 | 2"-CWS-0071-AG1A | 2" |  | - |  |  | 1
39 | A068 | 2"-CWS-0071-AG1A | 2" |  | - |  |  | 1
40 | A069 | 14"-CWS-9455-AG1A | 14" |  |  |  |  | 1
41 | A070 | 3"-CWS-0077-AG1A | 3" |  |  |  |  | 1
42 | A071 | 8"-CWS-9455-AG1A | 8" |  |  |  |  | 1
43 | A073 | 4"-CWS-0075-AG1A | 4" |  |  |  |  | 1
44 | A074 | 3"-CWS-0173-AG1A | 3" |  |  |  |  | 1
45 | A075 | 6"-CWS-0175-AG1A | 6" |  |  |  |  | 1
46 | A076 | 3"-CWS-0180-AG1A | 3" |  |  |  |  | 1
47 | A077 | 2"-CWS-0182-AG1A | 2" |  |  |  |  | 1
48 | A078 | 3"-CWS-0184-AG1A | 3" |  |  |  |  | 1
49 | A131 | 6"-FGS-0360-AG1C | 6" |  | - |  |  | 1
50 | A132 | 6"-FGS-0362-AG1C | 6" |  | - |  |  | 1
51 | A133 | 6"-FGS-0361-AG1C | 6" |  | GV1 |  |  | 1
|  |  | 6" |  | CV 1 |  |  | 1
|  |  | 3/4" |  | GV1 |  |  | 1
52 | A134 | 10"-FGS-0360-AG1C | 10" | 20 | GV 1 |  |  | 1
|  | Non return check valve | 10" | 20 | NR CV 1 |  |  | 1
|  |  | 1/2" |  | GV 1,2,3,4,5,6 |  |  | 1
53 | A135 | 12"-FGS-0182-AG1C | 12" |  | - |  |  | 1
|  |  | 1/2" |  | GV1,2,3,4 |  |  | 1
54 | A136 | 10"-FGS-0360-AG1C | 10" |  |  |  |  | 1
55 | A137 | 6"-FGS-0361-AG1C | 6" | 40 | GV 1, 2 |  |  | 1
|  | Non return check valve | 6" | 40 | NR CV 1 |  |  | 1
|  |  | 3/4" |  | GV 1,2 |  |  | 1
|  |  | 1/2" |  | GV 1,2,3,4,5 |  |  | 1
56 | A138 | 6"-FGS-0362-AG1C | 6" |  |  |  |  | 1
57 | A139 | 6"-FGS-0361-AG1C | 6" |  |  |  |  | 1
58 | A140 | 4"-FGS-0361-AG1A | 4" |  |  |  |  | 1
59 | A141 | 4"-FNG-9602-AG1C | 4" |  | - |  |  | 1
60 | A142 | 1-1/2"-FNG-9602-AG1C | 1-1/2" |  | - |  |  | 1
61 | A143 | 6"-FNG-0112-AG1C | 6" | 40 | - |  |  | 1
|  |  | 3" |  | GV 1,2 |  |  | 1
|  |  | 2" |  | GV 2 |  |  | 1
|  |  | 3/4" |  | GV 1 |  |  | 1
|  |  | 1/2" |  | GV 1,2,3 |  |  | 1
|  | Non Retuern Check valve | 3" | 40 | NR CV 1 |  |  | 1
62 | A144 | 6"-FNG-0112-AG1C | 6" |  | - |  |  | 1
63 | A145 | 6"-FNG-0112-AG1C | 6" |  | - |  |  | 1
|  |  | 3" |  | GV1 |  |  | 1
|  |  | 1/2" |  | GV1,2 |  |  | 1
64 | A146 | 4"-FNG-9602-AG1C | 4" |  |  |  |  | 1
65 | A147 | 4"-FNG-9602-AG1C | 4" |  |  |  |  | 1
66 | A151 | 6"-FWS-9301-AG1A | 6" |  | - |  |  | 1
67 | A152 | 6"-FWS-9301-AG1A | 6" |  |  |  |  | 1
68 | A153 | 2"-FWS-9305-AG1A | 2" |  |  |  |  | 1
69 | A154 | 6"-FWS-9301-AG1A | 6" |  |  |  |  | 1
70 | A155 | 2"-FWS-9305-AG1A | 2" |  |  |  |  | 1
71 | A161 | 4"-GHY-0358-BG3A | 4" |  | - |  |  | 1
72 | A162 | 6"-GHY-0301-AG1C | 6" |  |  |  |  | 1
73 | A163 | 3"-GHY-0303-DG3A | 3" |  |  |  |  | 1
74 | A165 | 2"-GHY-0306-DG3A | 2" |  |  |  |  | 1
75 | A166 | 3"-GHY-0307-AG1C | 3" |  |  |  |  | 1
76 | A167 | 6"-GHY-0301-AG1C (1/2) (2/2) | 6" |  |  |  |  | 1
77 | A168 | 3"-GHY-0302-DG3A-H25 | 3" |  |  |  |  | 1
78 | A169 | 3"-GHY-0303-DG3A (1/2) (2/2) | 3" |  |  |  |  | 1
79 | A170 | 3"-GHY-0304-DG3A | 3" |  |  |  |  | 1
80 | A171 | 2"-GHY-0305-AG1C | 2" |  |  |  |  | 1
81 | A172 | 3"-GHY-0307-AG1C | 3" |  |  |  |  | 1
82 | A181 | 6"-GOX-0301-BG3A | 6" |  | - |  |  | 1
83 | A182 | 6"-GOX-0301-BG3A | 6" |  | - |  |  | 1
84 | A183 | 6"-GOX-0301-BG3A | 6" |  |  |  |  | 1
85 | A191 | 2"-GPA-9954-AG1A | 2" |  |  |  |  | 1
86 | A192 | 2"-GPA-9954-AG1A | 2" |  |  |  |  | 1
87 | A211 | 2"-GPI-0342-AG2A | 2" |  | - |  |  | 1
88 | A212 | 2"-GPI-0341-AG2A | 2" |  |  |  |  | 1
89 | A213 | 2"-GPI-9908-AG2A | 2" |  |  |  |  | 1
90 | A214 | 2"-GPI-9908-AG2A | 2" |  |  |  |  | 1
91 | A221 | 4"-LPC-0254-AG1B-H25 | 4" | 40 | GV 1,2,3 |  |  | 1
|  |  | 3 |  | GV 1,2,3 |  |  | 1
|  |  | 3/4" |  | GV 1 |  |  | 1
92 | A222 | 3"-LPC-0254-AG1C | 3" |  | - |  |  | 1
93 | A223 | 4"-LPC-0254-AG1B-H25 | 4" |  | - |  |  | 1
94 | A224 | 4"-LPC-0254-AG1B-H25 | 4" |  |  |  |  | 1
95 | A231 | 10"-LPS-0253-AG1B-H30 (1/2) (2/2) | 10" | 20 | - |  |  | 1
|  |  | 3/4" |  | GV 1 |  |  | 1
|  |  | 1/2" |  | GV 1,2,3 |  |  | 1
96 | A232 | 3"-LPS-0351-AG1B-H25 | 3" |  | - |  |  | 1
97 | A233 | 10"-LPS-0253-AG1B-H30 | 10" |  | - |  |  | 1
|  |  | 3/4" |  | GV1 |  |  | 1
|  |  | 1/2" |  | GV1,2 |  |  | 1
98 | A234 | 4"-LPS-0253-AG1B-H30 | 4" |  |  |  |  | 1
99 | A235 | 10"-LPS-0253-AG1B-H30 | 10" |  |  |  |  | 1
100 | A236 | 10"-LPS-9262-AG1B-H30 | 10" |  |  |  |  | 1
101 | A237 | 16"-LPS-9260-AG1B-H40 | 16" |  |  |  |  | 1
102 | A238 | 16"-LPS-9260-AG1B-H40 | 16" |  |  |  |  | 1
103 | A239 | 4"-LPS-9262-AG1B-H30 | 4" |  |  |  |  | 1
104 | A251 | 12"-MES-0201-AG1C-H25 | 12" | 20 | - |  |  | 1
|  |  | 1 1/2" |  | GV 1 |  |  | 1
|  |  | 3/4" |  | GV 1,2 |  |  | 1
105 | A252 | 8"-MES-0202-AG1C-H25 | 8" | 20 | - |  |  | 1
106 | A253 | 8"-MES-0203-AG1C-H25 | 8" |  | - |  |  | 1
|  |  | 3/4" |  | GV 1 |  |  | 1
107 | A254 | 2"-MES-0204-AG1C-H25 | 2" | 40 | GV 1,2,3 |  |  | 1
|  |  | 1 1/2" |  | GV 1 |  |  | 1
|  |  | 1" |  | GV 1 |  |  | 1
108 | A255 | 2"-MES-0204-AG1C-H25 | 2" |  | - |  |  | 1
109 | A256 | 2"-MES-0204-AG1C-H25 (1/2) (2/2) | 2" |  | GV1,2 |  |  | 1
|  |  | 1 1/2" |  | GV1 |  |  | 1
|  |  | 1" |  | GLV1 |  |  | 1
|  |  | 3/4" |  | GV1 |  |  | 1
|  |  | 1/2" |  | GV1,2 |  |  | 1
110 | A257 | 4"-MES-0205-AS1A-H25 | 4" |  | GV1 |  |  | 1
|  |  | 1/2" |  | GV1 |  |  | 1
111 | A258 | 4"-MES-0205-AS1A-H25 | 4" |  | - |  |  | 1
112 | A259 | 4"-MES-0206-AG1C-H25 | 4" |  | - |  |  | 1
|  |  | 1/2" |  | GV1 |  |  | 1
|  |  | 3/4" |  | GV1 |  |  | 1
113 | A260 | 6"-MES-0206-AG1C-H25 | 6" |  | - |  |  | 1
|  |  | 4" |  | GV 1 |  |  | 1
|  |  | 3/4" |  | GV 1 |  |  | 1
|  |  | 1/2" |  | GV 1 |  |  | 1
114 | A261 | 6"-MES-0206-AG1C-H25 | 6" |  | - |  |  | 1
115 | A262 | 6"-MES-0207-AG1C-H25 (1/2) (2/2) | 6" |  |  |  |  | 1
116 | A263 | 4"-MES-0209-BG3A-H25 | 4" | 40 | GV 1 |  |  | 1
|  | Non return check valve | 4" | 40 | NR CV 1 |  |  | 1
117 | A264 | 4"-MES-0209-BG3A-H25 | 4" |  |  |  |  | 1
118 | A265 | 4"-MES-0209-BG3A-H25 | 4" |  |  |  |  | 1
119 | A266 | 6"-MES-0212-AS1A-H25 | 6" |  |  |  |  | 1
|  | Non return check valve | 6" | 40 | NR CV 1 |  |  | 1
120 | A267 | 6"-MES-0212-AS1A-H25 | 6" |  |  |  |  | 1
121 | A268 | 6"-MES-0212-AS1A-H25 | 6" |  |  |  |  | 1
122 | A269 | 6"-MES-0212-AS1A-H25 | 6" |  |  |  |  | 1
123 | A270 | 2"-MES-0223-AG1C | 2" |  |  |  |  | 1
124 | A271 | 2"-MES-0241-AG1C | 2" |  |  |  |  | 1
125 | A272 | 2"-MES-0242-AG1C | 2" |  |  |  |  | 1
126 | A273 | 4"-MES-0208-AG1C-H25 | 4" |  | - |  |  | 1
127 | A274 | 4"-MES-0210-AG1C | 4" | 40 | - |  |  | 1
|  | Non return check valve | 4 |  | NR CV 1 |  |  | 1
|  |  | 1/2" |  | GV 1, 2 |  |  | 1
128 | A275 | 4"-MES-0210-AG1C | 4" | 40 | GV 1, 2, 3, 4, 5, 6, 7, 8 |  |  | 1
|  |  | 3/4" |  | GV 1, 2 |  |  | 1
129 | A276 | 4"-MES-0210-AG1C | 4" |  | - |  |  | 1
|  |  | 1/2" |  | GV1,2 |  |  | 1
130 | A277 | 4"-MES-0211-AG1C | 4" | 40 | - |  |  | 1
|  | Non return check valve | 4" | 40 | NR CV 1 |  |  | 1
131 | A278 | 4"-MES-0211-AG1C | 4" |  | - |  |  | 1
132 | A279 | 2"-MES-0214-AG1C | 2" | 40 | GV 1 |  |  | 1
|  |  | 1 1/2" |  | GV 1 |  |  | 1
133 | A280 | 4"-MES-0208-BG3A-H25 | 4" |  | GV1,2 |  |  | 1
|  |  | 4" |  | CV1,2 |  |  | 1
|  |  | 3/4" |  | GV1,2 |  |  | 1
|  |  | 1/2" |  | GV1,2 |  |  | 1
134 | A281 | 4"-MES-0208-BG3A-H25 (1/2) (2/2) | 4" |  | GV1,2 |  |  | 1
|  |  | 1/2" |  | GV1,2 |  |  | 1
|  |  | 3/4" |  | GV1 |  |  | 1
135 | A282 | 4"-MES-0211-AG1C | 4" |  | - |  |  | 1
|  |  | 3/4" |  | GV1 |  |  | 1
136 | A283 | 2"-MES-0213-AG1C-H25 | 2" | 40 | GV 1 |  |  | 1
137 |  |  | 1 1/2" | 40 | GV 1 |  |  | 1
138 | A284 | 2"-MES-0213-AG1C-H25 | 2" |  | - |  |  | 1
139 | A285 | 2"-MES-0213-AG1C-H25 | 2" |  | - |  |  | 1
140 | A286 | 3"-MES-0215-AG1C | 3" |  | GV1 |  |  | 1
141 | A287 | 3"-MES-0216-AG1C | 3" |  |  |  |  | 1
|  | Non return check valve | 3" | 40 | NR CV 1 |  |  | 1
142 | A288 | 3"-MES-0216-AG1C | 3" |  |  |  |  | 1
143 | A289 | 3"-MES-0216-AG1C | 3" |  | CV1 |  |  | 1
144 | A290 | 4"-MES-0228-AG1C | 4" |  | GV1 |  |  | 1
145 | A291 | 2"-MES-0229-AG1C | 2" |  | GV1 |  |  | 1
146 | A292 | 2"-MES-0214-AG1C | 2" |  | - |  |  | 1
147 | A293 | 2"-MES-0243-AG1C | 2" |  | - |  |  | 1
148 | A294 | 4"-MES-0237-AG1C | 4" |  |  |  |  | 1
149 | A295 | 2"-MES-0244-AG1C | 2" |  |  |  |  | 1
150 | A351 | 4"-MPC-0151-BG4A-H65 | 4" |  | - |  |  | 1
|  |  | 2" |  | GV1 |  |  | 1
151 | A352 | 8"-MPC-0152-BG4A-H65 | 8" | 20 | - |  |  | 1
152 | A353 | 8"-MPC-0153-BG4A-H65 | 8" | 20 | - |  |  | 1
153 | A361 | 2"-MPS-0251-BG4A-H40 (1/2) (2/2) | 2" | 40 | GV 1 |  |  | 1
|  |  | 1" |  | GV 1 |  |  | 1
|  |  | 3/4" |  | GV 1 |  |  | 1
|  |  | 1/2" |  | GV 1 |  |  | 1
154 | A362 | 1"-MPS-0151-BG4A-H40 | 1" | 80 | - |  |  | 1
|  |  | 14" |  | GV1 |  |  | 1
|  |  | 1/2" |  | GV1,2 |  |  | 1
155 | A363 | 8"-MPS-0152-BG4A-H40 | 8" | 20 | - |  |  | 1
156 | A364 | 8"-MPS-0152-AG1B-H40 | 8" | 20 | GV1 |  |  | 1
|  |  | 3/4" |  | GV 1 |  |  | 1
156 | A365 | 8"-MPS-0153-BG4A-H40 | 8" | 20 | GV 1,2,3 |  |  | 1
|  |  | 4" |  | GV 1,2 |  |  | 1
|  |  | 3/4" |  | GV 1,2,3 |  |  | 1
|  |  | 1/2" |  | GV1,2,3,4,5,6,7,8,9,10,11 |  |  | 1
158 | A366 | 8"-MPS-0153-BG4A-H40 | 8" | 20 | - |  |  | 1
159 | A367 | 14"-MPS-0154-BG4A-H40 | 14" | 20 | - |  |  | 1
160 | A368 | 2"-MPS-0151-BG4A-H40 | 2" | 40 | - |  |  | 1
161 | A369 | 4"-MPS-0153-BG4A-H40 | 4" | 40 | GV 1,2 |  |  | 1
|  |  | 3/4" |  | GV1 |  |  | 1
|  |  | 1/2" |  | GV1,2 |  |  | 1
162 | A370 | 2"-MPS-0154-BG4A-H40 | 2" | 40 | GV 1,2 |  |  | 1
|  |  | 3/4" |  | GV 1 |  |  | 1
163 | A371 | 2"-MPS-0154-BG4A-H40 | 2" |  | GV1 |  |  | 1
|  |  | 2" |  | GLB1 |  |  | 1
|  |  | 2" |  | CV1 |  |  | 1
|  |  | 3/4" |  | GV1 |  |  | 1
164 | A372 | 14"-MPS-0156-BG4A-H65 | 14" | 20 | - |  |  | 1
165 | A373 | 4"-MPS-0159-BG4A-H30 | 4" |  | - |  |  | 1
166 | A374 | 4"-MPS-0160-BG4A-H30 | 4" |  | - |  |  | 1
167 | A375 | 14"-MPS-0151-BG4A-H40 | 14" | 20 | - |  |  | 1
|  |  | 1/2" |  | GV 1,2 |  |  | 1
|  |  | 2" |  | GV 1,2 |  |  | 1
168 | A376 | 2"-MPS-0154-BG4A-H40 | 2" | 40 | - |  |  | 1
169 | A377 | 8"-MPS-0153-BG4A-H40 | 8" | 40 | - |  |  | 1
170 | A378 | 3"-MPS-0162-BG4A | 3" | 40 | GLV1 |  |  | 1
171 | A379 | 12"-MPS-0151-BG3A-H40 | 12" | 20 | GV1,2 |  |  | 1
|  |  | 12 |  | CV1 |  |  | 1
|  |  | 3/4" |  | GV1 |  |  | 1
172 | A380 | 12"-MPS-0151-BG3A-H40 | 12" | 20 | - |  |  | 1
|  |  | 3/4" |  | GV1 |  |  | 1
173 | A381 | 8"-MPS-0151-BG3A-H40 | 8" | 20 | GV1 |  |  | 1
|  |  | 2 |  | GLV1,2,3 |  |  | 1
|  |  | 8 |  | CV1 |  |  | 1
174 | A382 | 8"-MPS-0153-BG4A-H40 (1/2) (2/2) | 8" | 20 |  |  |  | 1
175 | A383 | 8"-MPS-0151-BG4A-H40 | 8" | 20 |  |  |  | 1
176 | A384 | 12"-MPS-0151-BG4A-H40 | 12" | 20 |  |  |  | 1
177 | A385 | 12"-MPS-0151-BG4A-H40 | 12" | 20 |  |  |  | 1
178 | A386 | 10"-MPS-9212-BG4A-H40 | 10" | 20 |  |  |  | 1
179 | A387 | 10"-MPS-9211-BG4A-H40 | 10" | 20 |  |  |  | 1
180 | A389 | 10"-MPS-0157-BG4A-H65 | 10" | 20 | - |  |  | 1
181 | A390 | 10"-MPS-0158-BG4A-H65 | 10" | 20 | - |  |  | 1
182 | A391 | 2"-NGB-0281-AG1C | 2" | 40 | - |  |  | 1
183 | A392 | 2"-NGB-0281-AG1C | 2" | 40 | - |  |  | 1
184 | A393 | 2"-NGB-0280-AG1C | 2" | 40 | - |  |  | 1
185 | A394 | 2"-MPS-0163-BG4A-H40 | 2" | 40 |  |  |  | 1
186 | A401 | 2"-NGS-0171-AG1A | 2" | 40 | - |  |  | 1
|  |  | 3/4" |  | GV1,2,3 |  |  | 1
187 | A402 | 2"-NGS-0171-AG1A | 2" | 40 | - |  |  | 1
188 | A403 | 2"-NGS-0171-AG1A | 2" | 40 | - |  |  | 1
189 | A404 | 2"-NGS-0171-AG1A | 2" | 40 |  |  |  | 1
190 | A405 | 3"-NGS-9904-AG1A | 3" | 40 |  |  |  | 1
191 | A406 | 3"-NGS-9904-AG1A | 3" | 40 |  |  |  | 1
192 | A407 | 2"-NGS-0171-AG1A | 2" | 40 |  |  |  | 1
193 | A408 | 3"-NGS-9904-AG1A | 3" | 40 |  |  |  | 1
194 | A421 | 10"-P-0206-AS1A | 10" | 20 | - |  |  | 1
|  |  | 1 1/2" |  | GV 1 |  |  | 1
|  | Non Retuern Check valve | 1 1/2" |  | NR CV 1 |  |  | 1
195 | A422 | 10"-P-0206-AS1A | 10" | 20 |  |  |  | 1
196 | A423 | 4"-P-0211-AS1A (1/2) (2/2) | 4" | 40 | GV 1, 2,3 |  |  | 1
197 | A424 | 12"-P-0108-AG1C | 12" | 20 | - |  |  | 1
198 | A425 | 12"-P-0109-AS1A | 12" | 20 | - |  |  | 1
|  |  | 1/2" |  | GV 1 |  |  | 1
199 | A426 | 12"-P-0110-AS1A | 12" | 20 | - |  |  | 1
200 | A427 | 10"-P-0111-AS1A | 10" | 20 | - |  |  | 1
|  |  | 2" |  | GV 1 |  |  | 1
|  |  | 1" |  | GV 1,2 |  |  | 1
|  |  | 1/2" |  | GV1,2,3,4,5,6 |  |  | 1
201 | A428 | 10"-P-0111-AS1A (1/2) (2/2) | 10" | 20 | - |  |  | 1
|  | Non Return Check valve | 10 |  | NR CV 1 |  |  | 1
202 | A429 | 10"-P-0111-AS1A | 10" | 20 | CV1 |  |  | 1
|  |  | 1 1/2" |  | GLV1 |  |  | 1
203 | A430 | 6"-P-0121-AS1A (1/2) (2/2) | 6" | 40 | GV 1 |  |  | 1
|  |  | 3/4" |  | GV1 |  |  | 1
204 | A431 | 10"-P-0201-AG1C | 10" | 20 | - |  |  | 1
|  |  | 1/2" |  | GV 1, 2 |  |  | 1
205 | A432 | 10"- P -0202-AG1C | 10" | 20 | - |  |  | 1
|  | Non Return Check valve | 1 1/2" |  | NR CV 1 |  |  | 1
|  | Gate valve | 3/4" |  | GV 1, 2 |  |  | 1
|  | Check valve | 3/4" |  | CV 1 |  |  | 1
|  |  | 1/2" |  | GV1 |  |  | 1
206 | A433 | 8"- P -0208-AS1A | 8" | 20 |  |  |  | 1
207 | A434 | 8"- P -0208-AS1A | 8" | 20 |  |  |  | 1
208 | A435 | 10"- P -0105-BG3A-H40 | 10" | 20 | - |  |  | 1
209 | A436 | 10"- P -0105-BG3A-H40 | 10" | 20 | - |  |  | 1
|  |  | 1/2" |  | GV1,2 |  |  | 1
210 | A437 | 14"- P -0107-AG1C-H65 | 14" | 20 | - |  |  | 1
|  |  | 1/2" | 80 | GV 1,2,3,4 |  |  | 1
211 | A438 | 14"- P -0107-AG1C-H65 | 14" | 20 | - |  |  | 1
|  |  | 1/2" |  | GV1,2 |  |  | 1
212 | A439 | 12"- P -0108-AG1C-P | 12" | 20 | - |  |  | 1
|  |  | 2" |  | GV1 |  |  | 1
|  |  | 1/2" |  | GV1 |  |  | 1
213 | A440 | 8"- P -0203-BG3A | 8" | 20 | - |  |  | 1
214 | A441 | 8"- P -0203-BG3A | 8" | 20 | - |  |  | 1
215 | A442 | 8"-P-0203-BG3A (1/2) (212) | 8" | 20 |  |  |  | 1
216 | A443 | 8"- P -0207-ASIA | 8" | 20 | - |  |  | 1
217 | A444 | 8"- P -0207-AS1A | 8" | 20 | - |  |  | 1
218 | A445 | 3"- P -0210-BS1A-H25 (1/2) (2/2) | 3" | 40 | GV1,2,3 |  |  | 1
|  |  | 3/4" |  | GV1,2 |  |  | 1
|  |  | 1/2" |  | GV1,2 |  |  | 1
219 | A446 | 6"-P-0216-BG3A (1/2) (2/2) | 6" | 40 | GV1 |  |  | 1
|  |  | 10" |  | GV1 |  |  | 1
|  |  | 4" |  | GLV1 |  |  | 1
|  |  | 3/4" |  | GLV1 |  |  | 1
220 | A448 | 10"-P-0202-AG 1C | 10" | 20 |  |  |  | 1
221 | A449 | 3"-P-0210-BS1A-H25 | 3" | 40 | GV 1 |  |  | 1
|  | Check valve | 3" | 40 | GV 1 |  |  | 1
|  |  | 3/4" |  | GV 1 |  |  | 1
|  |  | 1/2" |  | GV 1,2 |  |  | 1
222 | A450 | 8"-P-0208-AS1A | 8" | 20 | GV 1 |  |  | 1
|  | Gas trap | 3/4" | 80 | GT 1 |  |  | 1
|  |  | 1/2" |  | GV 1,2,3,4 |  |  | 1
223 | A451 | 3"-P-0210-BS1A-H25 | 3" | 40 | - |  |  | 1
224 | A452 | 4"-P-0209-AS1A | 4" | 40 | GV 1 |  |  | 1
|  |  | 3/4" |  | GV 1 |  |  | 1
225 | A453 | 4"-P-0209-AS1A | 4" | 40 |  |  |  | 1
226 | A454 | 2"-P-0212-BS1A-H25 | 2" | 40 | GV 1 |  |  | 1
|  |  | 3/4" |  | GV 1 |  |  | 1
227 | A455 | 2"-P-0212-BS1A-H25 | 2" | 40 |  |  |  | 1
228 | A456 | 8"-P-0230-AG1C | 8" | 20 |  |  |  | 1
229 | A457 | 10"-P-0202-AG 1C | 10" |  |  |  |  | 1
230 | A458 | 8"-P-0203-BG3A | 8" |  |  |  |  | 1
231 | A459 | 6"-P-0204-BG3A | 6" | 40 |  |  |  | 1
232 | A460 | 8"-P-0208-AS1A (1/2) (2/2) | 8" |  |  |  |  | 1
233 | A461 | 3"-P-0210-BS 1A-H25 | 3" | 40 |  |  |  | 1
234 | A462 | 8"-P-0213-BG3A-P25 | 8" |  |  |  |  | 1
235 | A463 | 8"-P-0214-BG3A | 8" |  |  |  |  | 1
236 | A464 | 3"-P-0217-BS1A-H25 | 3" | 10 |  |  |  | 1
237 | A465 | 3"-PG L-017 3-AG1C | 3" | 40 |  |  |  | 1
238 | A466 | 3"-PGL-017 4-AG1C | 3" | 40 |  |  |  | 1
239 | A471 | 2"-PC -0116-AS1A | 2" | 10 | - |  |  | 1
|  |  | 1 " |  | GV 1 |  |  | 1
|  |  | 1 1/2" |  | GV 1, 2 |  |  | 1
20 | A472 | 2"-PC -0116-AS1A | 2" | 10 | - |  |  | 1
|  |  | 1 1/2" |  | GV 1, 2 |  |  | 1
|  |  | 1/2" |  | GV 1 |  |  | 1
241 | A473 | 2"- PC -0237-AS1A (1/2) (212) | 2" | 10 | GV 1, 2, 3 |  |  | 1
|  |  | 3/4" |  | GV 1, 2 |  |  | 1
|  |  | 1/2" |  | GV 1 |  |  | 1
|  | YS-022 AB | 2" |  | YS 1,2 |  |  | 1
242 | A474 | 2"- PC-0236-AS1A | 2" | 10 | - |  |  | 1
|  |  | 3/4" |  | GV 1 |  |  | 1
243 | A475 | 2"-PC -0236-AS1A | 2" |  | - |  |  | 1
244 | A476 | 1-1/2"-PC-0240-AS1A | 1-1/2" |  | - |  |  | 1
245 | A477 | 2"-PC-0116-AS1A | 2" |  | - |  |  | 1
246 | A478 | 2"-PC-0116-AS1A | 2" |  |  |  |  | 1
247 | A479 | 1-1/2"-PC-0240-AS1A | 1-1/2" |  |  |  |  | 1
248 | A491 | 4"-PGH-9535-BG3A/ AG1C | 4" | 40 | - |  |  | 1
249 | A492 | 6"-PGH-9536-AG1 C | 6" | 40 | - |  |  | 1
250 | A493 | 6"-PGH-9537-AG1C | 6" |  | - |  |  | 1
251 | A494 | 10"-PGH-9537-AG1C | 10" |  | - |  |  | 1
252 | A495 | 12"-PGH-9538-AG 1C | 12" | 20 | - |  |  | 1
253 | A496 | 6"-PGH-0371-AG 1C | 6" |  | - |  |  | 1
254 | A497 | 8"-PGH-9531 -AG 1C-H75 | 8" | 20 | - |  |  | 1
|  |  | 4" |  | GV1 |  |  | 1
255 | A498 | 4"-PGH-0471 -AG 1C | 4" |  | - |  |  | 1
256 | A499 | 2"-PGH-9532-AG 1C | 2" | 40 | - |  |  | 1
257 | A500 | 3"-PGH-9533-AG 1C | 3" |  | - |  |  | 1
258 | A501 | 10"-PGH-9542-AG1 C | 10" |  | - |  |  | 1
259 | A502 | 3"-PGH-0071 -AG 1C | 3" |  | - |  |  | 1
260 | A503 | 3"-PGH-0071-AG 1C | 3" |  |  |  |  | 1
261 | A504 | 18"-PGH-9530-AG 1C | 18" |  |  |  |  | 1
262 | A505 | 6"-PGH-9539-AG1 C | 6" |  |  |  |  | 1
263 | A506 | 12"-PGH-9540-AG 1C | 12" |  |  |  |  | 1
264 | A507 | 3"-PGH-9541-BG3A | 3" |  |  |  |  | 1
265 | A508 | 2-1/2"-PGH-9543-AG1C | 2-1/2" |  |  |  |  | 1
266 | A509 | 2"-PGH-0172-AG1C | 2" |  |  |  |  | 1
267 | A510 | 4"-PGH-0171 -AG 1C | 4" |  |  |  |  | 1
268 | A512 | 4"-PGH-0171 -AG 1C | 4" |  |  |  |  | 1
269 | A513 | 18"-PGH-9530-AG 1C | 18" |  |  |  |  | 1
270 | A514 | 6"-PGH-9541-AG1C | 6" |  |  |  |  | 1
271 | A515 | 6"-PGH-9536-AG 1C | 6" |  |  |  |  | 1
272 | A531 | 6"-PNG-0103-BG3A-H75 | 6" | 40 | - |  |  | 1
|  |  | 3/4" | 80 | GV1 |  |  | 1
273 | A532 | 6"-PNG-0104-BG3A-H75 | 6" | 40 | GV1,2 |  |  | 1
274 | A533 | 6"-PNG-0104-BG3A-H75 | 3" | 40 | GV1,2 |  |  | 1
|  |  | 3/4" |  | GV3 |  |  | 1
|  |  | 4" |  | GV 4 |  |  | 1
|  |  | 2" |  | GV 5 |  |  | 1
275 |  | 4"-PNG-0104B-BG3A-H75 | 4" | 40 | GV 1 |  |  | 1
|  |  | 4" |  | CV 1 |  |  | 1
|  |  | 3/4" |  | GV 2 |  |  | 1
|  | 2 /2"-PNG-0104B-BG3A-H75 | 2 1/2" |  | GV 5.6 |  |  | 1
276 | A534 | 4"-PNG-0119-BG3A-H75 | 4" | 40 | GV 1 |  |  | 1
277 | A535 | 6"-PNG-0103-BG3A-H75 | 6" |  | - |  |  | 1
|  |  | 1/2" |  | GV1 |  |  | 1
278 | A536 | 6"-PNG-0104-BG3A-H75 | 6" |  | GV1,2 |  |  | 1
|  |  | 6" |  | CV1 |  |  | 1
|  |  | 3/4" |  | GV1 |  |  | 1
279 | A537 | 3"-PNG-0104-BG3A-H75 | 3" |  | GV1,2 |  |  | 1
|  |  | 3/4" |  | GV1 |  |  | 1
|  |  | 1/2" |  | GV1 |  |  | 1
280 | A538 | 6"-PNG-0103-BG3A- H75 | 6" |  | - |  |  | 1
281 | A539 | 6"-PNG-0101-BG3A | 6" | 40 | GV 1 |  |  | 1
|  |  | 1 1/2" |  | GV 1 |  |  | 1
|  |  | 1" |  | GV 1 |  |  | 1
|  |  | 1/2" |  | GV 1,2,3,4,5 |  |  | 1
|  |  | 3/4" |  | GV 1 |  |  | 1
282 | A540 | 6"-PNG-0113-BG3A | 6" | 40 | GV 1,2,3 |  |  | 1
|  |  | 3/4" |  | GV 1 |  |  | 1
283 | A541 | 6"-PNG-0101-BG3A | 6" | 40 | GV 1 |  |  | 1
284 | A542 | 6"-PNG-0101-BG3A | 6" |  | - |  |  | 1
|  |  | 1/2" |  | GV1 |  |  | 1
285 | A543 | 6"-PNG-0101-BG3A | 6" |  | GV1 |  |  | 1
|  |  | 3/4" |  | GV1 |  |  | 1
286 | A544 | 6"-PNG-0101-BG3A (1/2) (2/2) | 6" |  | GV1 |  |  | 1
|  |  | 1 |  | GV1 |  |  | 1
|  |  | 6 |  | CV1 |  |  | 1
|  |  | 1/2" |  | GV1,2 |  |  | 1
287 | B011 | 1-1/2"-BFW-0279-BG4A-H25 | 1-1/2" |  | GV1,2,3,4,5 |  |  | 1
|  |  | 3/4" |  | GV1 |  |  | 1
288 | B012 | 1-1/2"-BFW-0280-BG4A-H25 | 1-1/2" |  | GV1 |  |  | 1
|  |  | 1-1/2" |  | CV1
289 | B013 | 1/2"-BFW-0173-BG4A-H25 | 1/2" |  | GV1 |  |  | 1
290 | B014 | 3/4"-BFW-9204-BG4A-H25 | 3/4" |  | GV1,2,3,4 |  |  | 1
291 | B021 | 1-1/2"-CWR-0072-AG1A | 1-1/2" |  | GV1 |  |  | 1
292 | B022 | 1"-CWR-0074-AG1A | 1" |  | - |  |  | 1
293 | B023 | 1-1/2"-CWR-0177-AG1A | 1-1/2" |  | - |  |  | 1
294 | B024 | 1"-CWR-0187-AG1A | 1" |  | - |  |  | 1
295 | B025 | 1"-CWR-0272-AG1A | 1" |  | - |  |  | 1
|  |  | 3/4" |  | GLV2 |  |  | 1
296 | B061 | 1"-CWS-0073-AG1A | 1" |  | - |  |  | 1
297 | B062 | 1-1/2"-CWS-0071-AG1A | 1-1/2" |  | - |  |  | 1
298 | B063 | 1-1/2"-CWS-0176-AG1A | 1-1/2" |  | - |  |  | 1
299 | B064 | 3/4"-CWS-0071-AG1A | 3/4" | 80 | GV1 |  |  | 1
300 | B065 | 1"-CWS-0186-AG1A | 1" | 80 | - |  |  | 1
301 | B066 | 3/4"-CWS-9455-AG1A | 3/4" | 80 | GV1 |  |  | 1
302 | B067 | 3/4"-CWS-9455-AG1A | 3/4" | 80 | GV1 |  |  | 1
303 | B068 | 3/4"-CWS-9455-AG1A | 3/4" | 80 | GV1 |  |  | 1
304 | B069 | 3/4"-CWS-9455-AG1A | 3/4" | 80 | GV1 |  |  | 1
305 | B070 | 1"-CWS-0271-AG1A | 1" | 80 | - |  |  | 1
306 | B071 | 3/4"-CWS-9455-AG1A | 3/4" | 80 | GV1 |  |  | 1
307 | B072 | 3/4"-CWS-9455-AG1A | 3/4" | 80 | GV1 |  |  | 1
308 | B101 | 1-1/2"-DMW-0271-AS1A | 1-1/2" | 40 | GV1 |  |  | 1
309 | B102 | 1-1/2"-DMW-0280-AS1A | 1-1/2" | 40 | GV1 |  |  | 1
310 | B103 | 1-1/2"-DMW-0281-AS1A | 1-1/2" | 40 | - |  |  | 1
311 | B104 | 1-1/2"-DMW-0282-AS1A | 1-1/2" | 40 | GV1 |  |  | 1
312 | B105 | 1/2"-DMW-0172-AS1A | 1/2" | 80 | - |  |  | 1
|  |  | 1-1/2" |  | BLV1 |  |  | 1
313 | B106 | 1-1/2"-DMW-0281-AS1A | 1-1/2" | 40 | - |  |  | 1
314 | B107 | 1-1/2"-DMW-0283-AS1A | 1-1/2" | 40 | GV1 |  |  | 1
|  |  | 1-1/2" |  | GLV1 |  |  | 1
|  |  | 1-1/2" |  | CV1 |  |  | 1
315 | B108 | 1-1/2"-DMW-0281-AS1A | 1-1/2" | 40 | GV1 |  |  | 1
316 | B109 | 3/4"-D M W-0284-AS1A | 3/4" | 80 | - |  |  | 1
317 | B110 | 3/4"3 M W-0284-AS1A | 3/4" | 80 | GV1 |  |  | 1
318 | B111 | 3/4"-DMW-0285-AS1A | 3/4" | 80 | GV3 |  |  | 1
319 | B112 | 1-1/2"-DMW-0172- AS1A | 1-1/2" | 40 | GV1 |  |  | 1
320 | B113 | 1-1/2"-DMW-0272- AS1A | 1-1/2" | 40 | GV1 |  |  | 1
|  | Non return check valve | 1 1/2" | 40 | NR CV 1 |  |  | 1
321 | B114 | 1-1/2"-DMW-0172-ASIA | 1-1/2" | 40 | - |  |  | 1
322 | B115 | 3/4"-D MW-0286-AS1A | 3/4" | 80 | - |  |  | 1
323 | B131 | 1 /2"-FGS-0361 -AG1C | 1 /2" | 80 | GV1 |  |  | 1
324 | B132 | 1 /2"-FGS-0360-AG 1C * | 1 /2" | 80 | GV1 |  |  | 1
325 | B133 | 1 /2"-FGS-0361 -AG 1C | 1 /2" | 80 | GV2 |  |  | 1
326 | B151 | 3/4"-FWS-HS001- AG1A | 3/4" | 80 | - |  |  | 1
327 | B152 | 3/4"-FWS-HS002- AG1A | 3/4" | 80 | GV1 |  |  | 1
328 | B153 | 3/4"-FWS-HS001 -AG1A | 3/4" | 80 | GV1 |  |  | 1
329 | B154 | 3/4"-FWS'HS003~ AG1A | 3/4" | 80 | GV1 |  |  | 1
330 | B155 | 3/4"-FWS-HS021- AG1A | 3/4" | 80 | GV1 |  |  | 1
331 | B156 | 3/4"-FWS-HS004- AG1A | 3/4" | 80 | GV1 |  |  | 1
332 | B161 | 1-1/2"-GHY-0381- DG3A | 1-1/2" | 40 | GV1,2,3,4,5 |  |  | 1
333 |  |  | 3/4" |  | GV1,2 |  |  | 1
334 |  |  | 1/2" |  | GV1,2,3,4 |  |  | 1
335 |  | Check valve | 1 1/2" |  | CV1 |  |  | 1
336 | B162 | 1-1/2"-GHY-0381-BG3A | 1-1/2" | 40 | - |  |  | 1
337 | B163 | 1-1/2"-GHY-0381- DG3A | 1-1/2" | 40 | - |  |  | 1
338 | B164 | 1-1/2"-GHY-0381- DG3A | 1-1/2" | 40 | GV2 |  |  | 1
339 | B165 | 1-1/2"-GHY-0381- DG3A | 1-1/2" | 40 | - |  |  | 1
|  |  | 3/4" |  | GV1 |  |  | 1
|  |  | 1/2" |  | GV2 |  |  | 1
340 | B166 | 1 "-GH Y -0305-DG3A | 1 " | 80 | - |  |  | 1
341 | B167 | 1 "-GHY-0305-DG3A | 1 " | 80 | - |  |  | 1
342 | B181 | 3/4"-GOX-0302-BG3A | 3/4" | 80 | - |  |  | 1
343 | B182 | 3/4"-GOX-0302-BG3A | 3/4" | 80 | - |  |  | 1
344 | B191 | 1-1 /2"-GPA-0285-AG 1A | 1-1 /2" |  | GV1 |  |  | 1
|  |  | 1-1/2" |  | GLV1 |  |  | 1
|  |  | 1-1/2" |  | CV1 |  |  | 1
|  |  | 1/2" |  | GV1 |  |  | 1
345 | B192 | 1 -1/2"-GPA-0286-AG 1A | 1 -1/2" |  | GV1 |  |  | 1
|  |  | 1-1/2" |  | GLV1 |  |  | 1
|  |  | 1-1/2" |  | CV1 |  |  | 1
|  |  | 1/2" |  | GV1 |  |  | 1
346 | B193 | 3/4"-GPA-HS001-AG1A | 3/4" | 80 | GV1 |  |  | 1
347 | B194 | 3/4"-GPA-HS001 -AG 1A | 3/4" |  | - |  |  | 1
348 | B195 | 3/4"-GPA-HS002-AG 1A | 3/4" |  | GV1 |  |  | 1
349 | B196 | 3/4"-GPA-Hs663-AG1A | 3/4" |  | - |  |  | 1
350 | B197 | 3/4"-GPA-HS02:1 -AG 1A | 3/4" |  | GV1 |  |  | 1
351 | B198 | 3/4"-GPA-HS604-AG 1A | 3/4" |  |  |  |  | 1
352 | B211 | 3/4"-GPI-9908-AG2A | 3/4" |  | - |  |  | 1
353 | B212 | 1" PT-9908-AG2 A | 1" |  | - |  |  | 1
354 | B213 | 1"-GPI-9908-AG2A | 1" |  | - |  |  | 1
|  |  | 3/4" |  | GV4 |  |  | 1
355 | B214 | 1 "-GPI-9908-AG2A | 1 " |  | - |  |  | 1
356 | B221 | 1-1/2"-LPC-0255-AG1B-H25 (1/2) (2/2) | 1-1/2" |  | GV2 |  |  | 1
|  |  | 1-1/2" |  | CV1 |  |  | 1
357 | B222 | 1-1/2"-LPC -0352-AG1B-H25 | 1-1/2" |  | - |  |  | 1
358 | B223 | 1-1/2"-LPC-0255- AG1B-H25 | 1-1/2" |  | - |  |  | 1
359 | B231 | 1 "-LPS-0253-AG18-H25 | 1 " |  | - |  |  | 1
360 | B232 | 3/4"-LPS-HS002-AG1 B-H25 | 3/4" |  | GV1 |  |  | 1
361 | B233 | 3/4"-LPS-0253-AG 1B-H25 | 3/4" |  | GV3 |  |  | 1
362 | B234 | 3/4"-LPS-0253-AG 1B-H25 | 3/4" |  | GV1 |  |  | 1
363 | B235 | 1 "-LPS-0253-AG1B-H25 | 1 " |  | - |  |  | 1
364 | B236 | 3/4"-LPS-HS001 -AG 1B-H25 | 3/4" |  | GV1 |  |  | 1
365 | B237 | 3/4"-LPS-0253-AG1B- H25 | 3/4" | 80 | GV 1, 2 |  |  | 1
|  | Drain trap | 3/4" | 80 | DP 1 |  |  | 1
366 | B238 | 3/4"-LPS-0253-AG 1B-H25 | 3/4" |  | GV1 |  |  | 1
367 | B239 | 3/4"-LPS-HS003-AG 1B-H25 | 3/4" |  | GV1 |  |  | 1
368 | B240 | 3/4"-LPS-HS021 -AG 1B-H25 | 3/4" |  | GV1 |  |  | 1
369 | B241 | 3/4"-LPS-0253-AG 1B-H25 | 3/4" |  | GV1,2,3 |  |  | 1
370 | B242 | 3/4"-LPS-HS004-AG1B | 3/4" |  | GV1 |  |  | 1
371 | B251 | 1-1/2"-MES-0219- AG1C | 1-1/2" |  | GV1 |  |  | 1
|  |  | 1-1/2" |  | GLV1 |  |  | 1
|  |  | 1-1/2" |  | CV2 |  |  | 1
|  |  | 1/2" |  | GV1 |  |  | 1
372 | B252 | 1-1/2"-MES-0221- AG1C | 1-1/2" |  | GLV1 |  |  | 1
373 | B253 | 1 -1 /2"- M ES-0224-AG1C | 1 -1 /2" |  | GV2 |  |  | 1
|  |  | 1-1/2" |  | CV2 |  |  | 1
|  |  | 1/2" |  | GV2 |  |  | 1
374 | B254 | 1 -1 /2"-M ES-0230-AG1C | 1 -1 /2" |  | GV2 |  |  | 1
375 | B255 | 1 -1/2"-MES-0219-AG1C | 1 -1/2" |  | GV2 |  |  | 1
|  |  | 1-1/2" |  | GLV1 |  |  | 1
|  |  | 1/2" |  | GV1 |  |  | 1
376 | B256 | 1-1/2"-MES-0219- AG1C | 1-1/2" |  | - |  |  | 1
377 | B257 | 1-1/2"-MES-0220-AG 1C (1/2) (2/2) | 1-1/2" |  | GV1,2,3 |  |  | 1
378 | B258 | 1~1/2"-MES-0224- AG1C | 1~1/2" |  | GV2 |  |  | 1
|  |  | 1" |  | GLV1 |  |  | 1
|  |  | 3/4" |  | CV2 |  |  | 1
379 | B259 | 1-1/2"-MES-0225- AG1C | 1-1/2" |  | GV1 |  |  | 1
|  |  | 1-1/2" |  | CV1 |  |  | 1
|  |  | 1/2" |  | GV1,2 |  |  | 1
380 | B260 | 1-1/2"-MES -0225-AG1C | 1-1/2" |  | - |  |  | 1
381 | B261 | 1-1/2"-MES -0226-AG1C | 1-1/2" |  | GV1 |  |  | 1
|  |  | 3/4" |  | GV1 |  |  | 1
382 | B262 | 1-1/2"-MES -0227-AG1C | 1-1/2" |  | GLV1 |  |  | 1
|  |  | 1-1/2" |  | CV1 |  |  | 1
|  |  | 3/4" |  | GV1 |  |  | 1
|  |  | 1/2" |  | GV1 |  |  | 1
383 | B263 | 1-1/2"-MES -0227-AG1C | 1-1/2" |  | GLV1 |  |  | 1
384 | B264 | 1-1/2"-MES -0235-AG1C | 1-1/2" |  | GLV1 |  |  | 1
385 | B265 | 1"-MES -0236-AG1C | 1" |  | GV1 |  |  | 1
386 | B266 | 1-1/2"-MES-0225- AG1C | 1-1/2" |  | - |  |  | 1
387 | B267 | 1-1/2"-MES-0234- AG1C | 1-1/2" |  | GV1 |  |  | 1
388 | B268 | 1 /2"-M ES-0222-AG1C | 1 /2" |  | - |  |  | 1
389 | B269 | 1 /2"-M ES-0201 -AG 1C | 1 /2" |  | GV1 |  |  | 1
390 | B270 | 1/2"-MES-0211-AG1C | 1/2" |  | GV1 |  |  | 1
391 | B271 | 1/2"-T-021-AG1C | 1/2" |  | GV1,2 |  |  | 1
392 | B272 | 1/2"-T-021-AG1C | 1/2" |  | GV1,2 |  |  | 1
393 | B273 | 1/2"-T-021-AG1C | 1/2" |  | GV1,2 |  |  | 1
394 | B274 | 1/2"-T-021-AG1C | 1/2" |  | GV1,2 |  |  | 1
395 | B275 | 1 /2"-MES-0205-AS1 A | 1 /2" |  | GV1 |  |  | 1
396 | B276 | 1 /2"-M ES-0206-AG1C | 1 /2" |  | GV1 |  |  | 1
397 | B351 | 1-1/2"-MPC -0252-AG1B-H25 | 1-1/2" | 40 | GV 1 |  |  | 1
|  |  | 3/4" |  | GV 1 |  |  | 1
398 | B352 | 1-1/2"-MPC -0252-AG1B-H25 | 1-1/2" |  | - |  |  | 1
399 | B353 | 1-1/2"-MPC -0252-AG1B-H25 | 1-1/2" |  | - |  |  | 1
400 | B354 | 1-1/2"-MPC-0252- AG1B-H25 | 1-1/2" |  | - |  |  | 1
401 | B361 | 3/4"-MPS-0151-BG4A-H25 | 3/4" |  | GV2 |  |  | 1
402 | B362 | 3/4"-MPS-0151-BG4A- H25 | 3/4" |  | GV2 |  |  | 1
403 | B363 | 3/4"-M PS-0152-BG4A-H25 | 3/4" |  | GV2 |  |  | 1
404 | B364 | 3/4"-M PS-0153-BG4A-H25 | 3/4" |  | GV2 |  |  | 1
405 | B365 | 3/4"-MPS-0153-BG4A- H25 | 3/4" |  | GV2 |  |  | 1
406 | B366 | 3/4"-M PS-0154-BG4A-H25 | 3/4" |  | GV2 |  |  | 1
407 | B367 | 1 -1 /2"-MPS-0161-BG4A | 1 -1 /2" | 40 | GV 1 |  |  | 1
408 | B368 | 3/4"-MPS-0151-BG4A-H25 | 3/4" |  | GV1,2,3 |  |  | 1
409 | B369 | 1 "-MPS-0163-BG4A-H25 | 1 " |  | GLV1 |  |  | 1
410 | B370 | 1-1/2"-M PS-0164- ‘ BG4A-H30 | 1-1/2" |  | GLV1 |  |  | 1
411 | B391 | 1-1/2"-NGB-0280-AG1A | 1-1/2" |  | - |  |  | 1
|  |  | 3/4" |  | GV1 |  |  | 1
412 | B392 | 1 -1/2"-NGB-0280-AG 1A (1/2) (2/2) | 1 -1/2" |  | GV2 |  |  | 1
|  |  | 1" |  | GV1 |  |  | 1
|  |  | 3/4" |  | GV1 |  |  | 1
|  |  | 1/2" |  | GV1 |  |  | 1
413 | B393 | 1-1/2"-NGB-0280-AG .1A | 1-1/2" |  | - |  |  | 1
414 | B401 | 3/4"-NGS-HS002-AG 1A | 3/4" |  | GV1 |  |  | 1
415 | B402 | 1 "-NGS-0071 -AG 1A | 1 " |  | - |  |  | 1
416 | B403 | 3/4"-NGS-HS001 -AG 1A | 3/4" |  | GV1 |  |  | 1
417 | B404 | 1-1 /2"-NGS-0071-AG 1A | 1-1 /2" |  | - |  |  | 1
418 | B405 | 1 /2"-NGS-0171 -AG 1A | 1 /2" |  | GV2 |  |  | 1
419 | B406 | 3/4"-NGS-HS003-AG 1A | 3/4" |  | GV1 |  |  | 1
420 | B407 | 3/4"-NGS-HS021 -AG 1A | 3/4" |  | GV1 |  |  | 1
421 | B408 | 3/4"-NGS-017 8-AG1A | 3/4" |  | - |  |  | 1
|  |  | 1/2" |  | GV1 |  |  | 1
422 | B409 | 3/4"-NGS-017 9-AG1A | 3/4" |  | - |  |  | 1
|  |  | 1/2" |  | GV1 |  |  | 1
423 | B410 | 3/4"-NGS-HS004-AG1A | 3/4" |  | GV1 |  |  | 1
424 | B421 | 1-1/2"- P -0205-BG3A | 1-1/2" | 40 | GV 1,2 |  |  | 1
|  |  | 1" |  | GV 1 |  |  | 1
|  |  | 3/4" |  | GV 1,2 |  |  | 1
|  |  | 1/2" |  | GV 1,2,3 |  |  | 1
425 | B422 | 1-1/2"-P-0205-BG3A | 1-1/2" | 40 | GV 1,2 |  |  | 1
|  |  | 1 1/2" |  | CV 1 |  |  | 1
|  |  | 1" |  | GLV1 |  |  | 1
|  |  | 3/4" |  | GV1 |  |  | 1
426 | B423 | 1-1/2"-P-0205-BG3A | 1-1/2" |  | GV2 |  |  | 1
427 | B424 | 1-1/2"-P-0205-BG3A | 1-1/2" |  | - |  |  | 1
|  |  | 3/4" |  | GV 1 |  |  | 1
|  |  | 1/2" |  | GV 1 |  |  | 1
428 | B425 | 1 -1/2"-P-0205-BG3A | 1 -1/2" |  | - |  |  | 1
429 | B426 | 3/4"-P-0107-AG 1C-H25 | 3/4" |  | - |  |  | 1
430 | B427 | 1 /2"-P-0107-AG1C-H25 | 1 /2" |  | GV1 |  |  | 1
431 | B428 | 1 /2"-M PS-0151-BG4A-H25 | 1 /2" |  | GV1,2 |  |  | 1
432 | B429 | 3/4"-P-0215-BG3A | 3/4" |  | GV1,2,3 |  |  | 1
|  |  | 1-1/2" |  | GV1,2 |  |  | 1
433 | B471 | 1-1 /2"-PC-0238-AS 1A (1/2) (2/2) | 1-1 /2" |  | GV 1 |  |  | 1
|  | Non Return Check valve | 1 1/2" | 40 | NR CV 1 |  |  | 1
|  |  | 1" |  | GV 1, 2 ,3 |  |  | 1
|  |  | 3/4" |  | GV 1,2 |  |  | 1
|  |  | 1/2" |  | GV 1, 2 ,3 |  |  | 1
434 | B472 | 1-1 /2"-PC-0238-AS 1A (1/2) (2/2) | 1-1 /2" |  | GV1,2 |  |  | 1
|  |  | 1" |  | GLV1 |  |  | 1
|  |  | 3/4" |  | GV1 |  |  | 1
435 | B473 | 1-1/2"-PC-0240-AG1B (1/2) (2/2) | 1-1/2" |  | GV1,2 |  |  | 1
|  |  | 1" |  | GLV1 |  |  | 1
|  |  | 3/4" |  | GV1 |  |  | 1
|  |  | 1/2" |  | GV1 |  |  | 1
436 | B474 | 1-1/2"-PC -0242-AG1B | 1-1/2" |  | GV1,2,3 |  |  | 1
437 | B475 | 1 - i /2" - PC-0239-AS1A | 1 - i /2" | 10 | GV 1, 2 |  |  | 1
|  |  | 3/4" |  | GV 1 |  |  | 1
438 | B478 | 1-1/2"-PC -0241-AS1A | 1-1/2" | 40 | GV 1,2 |  |  | 1
|  | Check valve | 1 1/2" |  | CV 1,2 |  |  | 1
|  | Non Return Check valve | 1 1/2" |  | NR CV 1 |  |  | 1
|  |  | 3/4" |  | GV 1 |  |  | 1
|  |  | 1/2" |  | GV 1 |  |  | 1
439 | B479 | 1-1 /2"-PC-0240-AG 1B * | 1-1 /2" |  | CV1 |  |  | 1
440 | B480 | 1-1/2"-PC -0238-AS1A | 1-1/2" | 40 | GV 1,2,3 |  |  | 1
|  | Non Return Check valve | 1 1/2" |  | NR CV 1 |  |  | 1
|  |  | 1" |  | GV 1 |  |  | 1
|  |  | 3/4" |  | GV 1,2 |  |  | 1
|  |  | 1/2" |  | GV 1,2,3 |  |  | 1
441 | B491 | 1 1/2"-PGH-9534-AG1 C | 1 1/2" | 40 | - |  |  | 1
442 |  |  | 3/4" |  | GV 1, 2 ,3 |  |  | 1
443 | B492 | 1"-PG 76072-AG1 | 1" |  | - |  |  | 1
444 | B493 | 1 "-PGH-0173-AG1C | 1 " |  | GV1 |  |  | 1
445 | B521 | 1-1/2"-PHS -0192-BS1A | 1-1/2" |  | GV1,2,3 |  |  | 1
|  |  | 1" |  | GV1,2,3,4 |  |  | 1
|  |  | 3/4" |  | GV1,2 |  |  | 1
|  |  | 1/2" |  | GV1 |  |  | 1
|  | Y- strainer ( mesh 40 ) P-011 AB | 1 -1/2" |  | YS 1,2 |  |  | 1
446 | B522 | 1"-PHS -0193-AS1A | 1" |  |  |  |  | 1
447 | B523 | 1"-PHS- 0191-AS1A | 1" |  | BV2 |  |  | 1
|  |  | 3/4" |  | GV2 |  |  | 1
|  | 1"-PHS- 0194-BS1A | 3/4" | 80 | GV1,2 |  |  | 1
448 | B531 | 1-1/2"-PNG-0118-BG3A-H75 - | 1-1/2" | 40 | GV1,2 |  |  | 1
|  | Triway valve | 1 1/2" |  | TWV 1 |  |  | 1
449 | B532 | 1-1/2"-PNG-0101-BG3A | 1-1/2" |  | GV1 |  |  | 1
450 | B533 | 1 /2"-PNG-0104-BG3A-H25 | 1 /2" |  | NV1 |  |  | 1
451 | B534 | 1 /2"-R-011-BG3A-H25 | 1 /2" |  | NV1 |  |  | 1
452 | B535 | 1/2"-R-011-BG3A-H25 | 1/2" |  | NV1 |  |  | 1
453 | B551 | 1-1/2"-TK-024-AG1C | 1-1/2" |  | - |  |  | 1
454 | B552 | 1 -1 /2"-TK-024-AG 1C | 1 -1 /2" |  | GV1,2,3,4 |  |  | 1
455 | B553 | 1-1 /2"-TK-024-AG 1C | 1-1 /2" |  | GV1,2 |  |  | 1
|  |  | 2" |  | GV1 |  |  | 1
456 | B554 | 1"- U - 041-AG1A | 1" |  | - |  |  | 1
457 | B555 | 1-1/2"-D-011-BG4A | 1-1/2" |  | GV2 |  |  | 1
458 | B556 | 1-1/2"-D-011-BG4A | 1-1/2" |  | GV2 |  |  | 1
459 | B557 | 1-1/2"-D-011-BG4A | 1-1/2" |  | GV2 |  |  | 1
460 | B558 | 1-1/2"-D-011-BG4A | 1-1/2" |  | GV2 |  |  | 1
461 | B559 | 1-1/2"-D-011-BG4A | 1-1/2" |  | GV2 |  |  | 1
462 | B560 | 1-1/2"-D-021-AS1A | 1-1/2" |  | GV1,2,3,4 |  |  | 1
463 | B561 | 1-1/2"- D - 021-AS1A | 1-1/2" |  | GV4 |  |  | 1
464 | B562 | 1-1/2"- E-025-AS1A | 1-1/2" |  | GV1,2,3,4 |  |  | 1
465 | B563 | 1-1/2"-T-022-AG1C | 1-1/2" |  | GV4 |  |  | 1
466 | B564 | 1-1/2"- T-022-AG1C | 1-1/2" |  | GV2 |  |  | 1
467 | B565 | 1-1/2"-T-022-AG 1C | 1-1/2" |  | GV4 |  |  | 1
| B566 | 1-1/2"- T - 022-AS1A | 1-1/2" |  | GV1,2 |  |  | 1
468 |  |  | 2" |  | GV1 |  |  | 1
469 | B567 | 1 -1/2"- f - 022-AS1A | 1 -1/2" |  | - |  |  | 1
|  |  | 3/4" |  | GV1,2,3,4,5 |  |  | 1
470 | B568 | 1-1/2"-TK-023-AG1C | 1-1/2" |  | GV2 |  |  | 1
|  |  | 2" |  | GV1 |  |  | 1
471 | B569 | 1 -1/2"-TK-011 -AS 1A | 1 -1/2" |  | BV2 |  |  | 1
|  |  | 3/4" |  | BV1 |  |  | 1
472 | B570 | 1-1 /2"-T-021 -AG1C | 1-1 /2" |  | - |  |  | 1
|  |  | 2" |  | GV1 |  |  | 1
|  |  | 3/4" |  | GV1,2,3 |  |  | 1
473 | 8571 | 1 - 1/2"-T-021 -AG1C | 1 - 1/2" |  | GV1 |  |  | 1
474 | B572 | 1-1 /2"-T-021 -AG1C | 1-1 /2" |  | GV1 |  |  | 1
475 | B573 | 1-1/2"-T-021 -AG1C | 1-1/2" |  | GV1,2 |  |  | 1
|  |  | 3/4" |  | GV1 |  |  | 1
476 | B574 | 1 -1 /2"-T-021 -AG1C | 1 -1 /2" |  | GV1,2,3,4 |  |  | 1
477 | B575 | 1 -1 /2"-T-021 -AG1C | 1 -1 /2" |  | GV1,2 |  |  | 1
478 | B576 | 1-1 /2"-T-023-AG 1C | 1-1 /2" |  | GV1,2,3,4 |  |  | 1
479 | B577 | 1-1 /2"-T-023-AG1C | 1-1 /2" |  | GV1,2 |  |  | 1
480 | B578 | 1 -1 /2"-T-023-AG 1C | 1 -1 /2" |  | GV1,2 |  |  | 1
481 | B579 | 1-1 /2"-D-012-AS1A | 1-1 /2" |  | GV1,2 |  |  | 1
|  |  | 2" |  | GV1 |  |  | 1
482 | B580 | 1-1/2"-D-012-AS1A | 1-1/2" |  | GV1,2 |  |  | 1
483 | B581 | 1 -1 /2"-R-011-BG3A ‘ | 1 -1 /2" |  | - |  |  | 1
|  |  | 2" |  | GLV1 |  |  | 1
484 | B582 | 1-1/2"-R-011-BG3A | 1-1/2" |  | GLV1 |  |  | 1
485 | B583 | 1"-C-009-AG1C | 1" |  | GV1,2 |  |  | 1
486 | B584 | 3/4"-D-962-BG3A | 3/4" |  | - |  |  | 1
487 | B585 | 1-1 /2"-E-021 -AG 1C | 1-1 /2" |  |  |  |  | 1
488 | B586 | 1/2"-R-011-BG3A | 1/2" |  |  |  |  | 1
489 | B587 | 1/2"-R-011-BG3A | 1/2" |  | - |  |  | 1
490 | B588 | 1 /2"-PNG-0104-BG3A-H25 | 1 /2" |  | - |  |  | 1
491 | B589 | 1/2"-P-0107-AG1C-H25 | 1/2" |  | - |  |  | 1
492 | B590 | 1/2"-MPS-0151-BG4A | 1/2" |  | - |  |  | 1
493 | B591 | 1/2"-MES-0211-AG1C | 1/2" |  | - |  |  | 1
494 | B592 | 1/2"-T-022-AS1A | 1/2" |  | - |  |  | 1
495 | B593 | 1/2"-T-022-AS1A | 1/2" |  | GV1,2 |  |  | 1
496 | B594 | 1"-U-031-AG1A | 1" |  | GV1,2 |  |  | 1
497 | B595 | 1"-PGL-0171-AG1C | 1" |  | - |  |  | 1
498 | B596 | 1"-C-011-AG1C | 1" |  | - |  |  | 1
499 | B597 | 1"-C-012-AG1C | 1" |  | GV1 |  |  | 1
500 | B598 | 1"-C-012-AG1C | 1" |  | - |  |  | 1
501 | B599 | 1"-PGL-0172-AG1C | 1" |  | GV1,2 |  |  | 1
502 | B601 | 1"-PGL-0172-AG1C | 1" |  | - |  |  | 1
503 | B602 | 1"-C-013-AG1C | 1" |  | GV1 |  |  | 1
504 | B603 | 1-1/2"-D-003-BG3A | 1-1/2" |  | GV2 |  |  | 1
505 | B604 | 1-1/2"-D-003-BG3A | 1-1/2" |  | GV2 |  |  | 1
506 |  | 3"-CO2-9943 AG1A- H25 | 3" | 40 | CV 1 |  |  | 1
507 |  | 3/4"-GHY-9119 BG3A | 3/4" | 80 | GV 1,2 |  |  | 1
508 |  | 10"-P-0106-DR2A-H150 | 10" | 20 | GV 1,2,3,4 |  |  | 1
|  |  | 2" |  | GV 1,2,3,4 |  |  | 1
|  |  | 1/2" |  | GV 1 |  |  | 1
|  |  | 3/4" |  | GV 1,2 |  |  | 1
|  |  | 10" |  | GB 1 |  |  | 1
509 |  | 10"-P-0106-DR2A-H40 | 10" | 20 | GV 1 |  |  | 1
|  |  | 1/2" |  | GV 1 |  |  | 1
510 |  | 10"-P-0106-10-H175 | 10" | 20 | GV 1 |  |  | 1
|  |  | 1/2" |  | GV 1,2,3,4 |  |  | 1
511 |  | 10"-PNG-0102-BG3A-H40 | 1/2" | 80 | GV 1 |  |  | 1
512 |  | 10"-P-0108-DR3A-H40 | 10" | 20 | GV 1 |  |  | 1
513 |  | 6"-PGH-9532-AG1C | 6" | 40 | GV 1 |  |  | 1
|  |  | 1/2" |  | GV 1 |  |  | 1
|  | Needgle valve | 1/2" | 80 | ND 1 |  |  | 1
|  |  | 3/4" |  | GV 1,2 |  |  | 1
|  | Check valve | 3/4" | 80 | CV 1 |  |  | 1
|  |  | 2" |  | GV 1,2 |  |  | 1
|  |  | 2" |  | GB 1 |  |  | 1
514 |  | 2 1/2"-P-01048-BG3A-H40 | 2 1/2" | 40 | CV 1,2 |  |  | 1
|  |  | 2 1/2" |  | GV 1,2 |  |  | 1
|  |  | 2 " |  | GV 1 |  |  | 1
|  |  | 3/4" |  | GV 1,2 |  |  | 1
515 |  | 4"-MPS-0162B-BG4A | 4" | 40 | GV 1,2 |  |  | 1
|  |  | 4" |  | CV 1 |  |  | 1
516 |  | 3"-RCO2-0001-B6BA-H25 | 3" | 40 | GV 1 |  |  | 1
|  |  | 2" |  | CV 1 |  |  | 1
|  | 4"-P-0121-AG1C | 4" | 40 | GV 1 |  |  | 1
|  | Non Retuern Check valve | 4" | 40 | NR CV 1 |  |  | 1
|  |  | 3" |  | GV 1 |  |  | 1
|  |  | 3/4" |  | GV 1 |  |  | 1
517 |  | 10"-FGS-0162-AG1C | 10" | 20 | GV 1,2 |  |  | 1
|  |  | 8" |  | GV 1 |  |  | 1
|  |  | 6" |  | GV 1 |  |  | 1
|  | Butterfky valve | 4" | 40 | BV 1,2,3,4 |  |  | 1
|  |  | 1/2" |  | GV 1,2,3,4,5,6,7,8 |  |  | 1
518 |  | 2"-PC -0206-AS1A | 2" | 40 | GV 1 |  |  | 1
519 |  | 3"-MES-0211-AG1C | 3" | 40 | GV 1, 2 |  |  | 1
|  |  | 2" |  | GV 1 |  |  | 1
|  | Non Retuern Check valve | 3" | 40 | NR CV 1 |  |  | 1
520 |  | 6"-P-0208-AS1A | 6" |  | GV 1, 2 |  |  | 1
|  | Check valve | 6" | 40 | CV 1, 2 |  |  | 1
|  |  | 3/4" |  | GV 1,2 |  |  | 1
520 |  |  |  | 784 | 659 | 781
99.62%
PON
Menu

## 47
|  |  | EQUIPMENT LIST |  |  |  |  | Document No. | : MNTC-ME
[8 empty] | Revision | : 0
[8 empty] | Date of issue | : 2025
PT. PETRO OXO NUSANTARA | [7 empty] | Page | :
PIPING LIST SYN GAS
| No | Line No. | Size | Service | Fluid | Material | Insulation | ISO Drawing | PAGE NO. | Pipe length ( mm )
| 1 | 2"-BBD-0155-BG4A-H25 | 2" | Boiler Blow Down | Water & Steam | CS | H25 | 2"-BBD-0155-BG4A-H25 | A001
| 2 | 2"-BBD-0156-BG4A-H25 | 2" | Boiler Blow Down | Water & Steam | CS | H25 | 2"-BBD-0156-BG4A-H25 | A002
| 3 | 2"-BBD-0156-AG1B-H25 | 2" | Boiler Blow Down | Water & Steam | CS | H25 | 2"-BBD-0156-AG1B-H25 | A003
| 4 | 2"-BBD-0157-BG4A-H25 | 2" | Boiler Blow Down | Water & Steam | CS | H25 | 2"-BBD-0157-BG4A-H25 | A004
| 5 | 2"-BBD-0157-BG4A | 2" | Boiler Blow Down | Water & Steam | CS |  | 2"-BBD-0157-BG4A | A005
| 6 | 10"-BBD-0157-BG4A | 10" | Boiler Blow Down | Water & Steam | CS |  | 10"-BBD-0157-BG4A | A006
| 7 | 2"-BBD-0156-AG1B-H25 | 2" | Boiler Blow Down | Water & Steam | CS | H25 | 2"-BBD-0156-AG1B-H25 | A007 | 44545
| 8 | 2"-BBD-0156-AG1B-H25 | 2" | Boiler Blow Down | Water & Steam | CS | H25 | 2"-BBD-0156-AG1B-H25 | A008 | 1977
| 9 | 4"-BFW-0173-BG4A-H25 | 4" | Boiler Feed Water | Water | CS | H25 | 4"-BFW-0173-BG4A-H25 | A011
| 10 | 4"-BFW-0182-BG4A-H30 | 4" | Boiler Feed Water | Water | CS | H30 | 4"-BFW-0182-BG4A-H30 | A012
| 11 | 4"-BFW-0182-BG4A-H30 | 4" | Boiler Feed Water | Water | CS | H30 | 4"-BFW-0182-BG4A-H30 | A013
| 12 | 4"-BFW-0182-BG4A-H30 | 4" | Boiler Feed Water | Water | CS | H30 | 4"-BFW-0182-BG4A-H30 | A014
| 13 | 4"-BFW-0173-BG4A-H25 | 4" | Boiler Feed Water | Water | CS | H25 | 4"-BFW-0173-BG4A-H25 | A015 | 38600
| 14 | 4"-BFW-0173-BG4A-H25 | 4" | Boiler Feed Water | Water | CS | H25 | 4"-BFW-0173-BG4A-H25 | A016 | 8855
| 15 | 6"-CWR-0274-AG1A | 6" | Cooling Water | Water | CS |  | 6"-CWR-0274-AG1A | A021
| 16 | 6"-CWR-0175-AG1A | 6" | Cooling Water | Water | CS |  | 6"-CWR-0175-AG1A | A022
| 17 | 6"-CWR-0276-AG1A | 6" | Cooling Water | Water | CS |  | 6"-CWR-0276-AG1A | A023
| 18 | 2"-CWR-0278-AG1A | 2" | Cooling Water | Water | CS |  | 2"-CWR-0278-AG1A | A024
| 19 | 3"-CWR-0372-AG1A | 3" | Cooling Water | Water | CS |  | 3"-CWR-0372-AG1A | A025
| 20 | 14"-CWR-9465-AG1A | 14" | Cooling Water | Water | CS |  | 14"-CWR-9465-AG1A | A026
| 21 | 2"-CWR-0072-AG1A | 2" | Cooling Water | Water | CS |  | 2"-CWR-0072-AG1A | A027
| 22 | 2"-CWR-0072-AG1A | 2" | Cooling Water | Water | CS |  | 2"-CWR-0072-AG1A | A028
| 23 | 14"-CWR-9465-AG1A | 14" | Cooling Water | Water | CS |  | 14"-CWR-9465-AG1A | A029 | 19307
| 24 | 3"-CWR-0185-AG1A | 3" | Cooling Water | Water | CS |  | 3"-CWR-0185-AG1A | A030
| 25 | 3"-CWR-0078-AG1A | 3" | Cooling Water | Water | CS |  | 3"-CWR-0078-AG1A | A031 | 7626
| 26 | 8"-CWR-9465-AG1A (1/2) (2/2) | 8" | Cooling Water | Water | CS |  | 8"-CWR-9465-AG1A (1/2) (2/2) | A032 | 54420
| 27 | 4"-CWR-0174-AG1A | 4" | Cooling Water | Water | CS |  | 4"-CWR-0174-AG1A | A033 | 1872 | 1872
| 28 | 6"-CWR-0176-AG1A | 6" | Cooling Water | Water | CS |  | 6"-CWR-0176-AG1A | A034 | 3951 | 3951
| 29 | 3"-CWR-0181-AG1A | 3" | Cooling Water | Water | CS |  | 3"-CWR-0181-AG1A | A035 | 6063 | 6063
| 30 | 2"-CWR-0183-AG1A | 2" | Cooling Water | Water | CS |  | 2"-CWR-0183-AG1A | A036 | 8776 | 8776
| 31 | 4"-CWR-0076-AG1A | 4" | Cooling Water | Water | CS |  | 4"-CWR-0076-AG1A | A037
| 32 | 6"-CWS-0273-AG1A | 6" | Cooling Water | Water | CS |  | 6"-CWS-0273-AG1A | A061
| 33 | 6"-CWS-0275-AG1A | 6" | Cooling Water | Water | CS |  | 6"-CWS-0275-AG1A | A062
| 34 | 2"-CWS-0277-AG1A | 2" | Cooling Water | Water | CS |  | 2"-CWS-0277-AG1A | A063
| 35 | 6"-CWS-0174-AG1A | 6" | Cooling Water | Water | CS |  | 6"-CWS-0174-AG1A | A064
| 36 | 3"-CWS-0371-AG1A | 3" | Cooling Water | Water | CS |  | 3"-CWS-0371-AG1A | A065
| 37 | 14"-CWS-9455-AG1A | 14" | Cooling Water | Water | CS |  | 14"-CWS-9455-AG1A | A066
| 38 | 2"-CWS-0071-AG1A | 2" | Cooling Water | Water | CS |  | 2"-CWS-0071-AG1A | A067
| 39 | 2"-CWS-0071-AG1A | 2" | Cooling Water | Water | CS |  | 2"-CWS-0071-AG1A | A068
| 40 | 14"-CWS-9455-AG1A | 14" | Cooling Water | Water | CS |  | 14"-CWS-9455-AG1A | A069 | 20048
| 41 | 3"-CWS-0077-AG1A | 3" | Cooling Water | Water | CS |  | 3"-CWS-0077-AG1A | A070 | 4271
| 42 | 8"-CWS-9455-AG1A | 8" | Cooling Water | Water | CS |  | 8"-CWS-9455-AG1A | A071 | 35760
| 43 | 4"-CWS-0075-AG1A | 4" | Cooling Water | Water | CS |  | 4"-CWS-0075-AG1A | A073 | 12772 | 3730
| 44 | 3"-CWS-0173-AG1A | 3" | Cooling Water | Water | CS |  | 3"-CWS-0173-AG1A | A074 | 1621 | 1621
| 45 | 6"-CWS-0175-AG1A | 6" | Cooling Water | Water | CS |  | 6"-CWS-0175-AG1A | A075 | 4904 | 4904
| 46 | 3"-CWS-0180-AG1A | 3" | Cooling Water | Water | CS |  | 3"-CWS-0180-AG1A | A076 | 7373 | 7373
| 47 | 2"-CWS-0182-AG1A | 2" | Cooling Water | Water | CS |  | 2"-CWS-0182-AG1A | A077 | 7607 | 7607
| 48 | 3"-CWS-0184-AG1A | 3" | Cooling Water | Water | CS |  | 3"-CWS-0184-AG1A | A078
| 49 | 6"-FGS-0360-AG1C | 6" | Fuel Gas | Gas | CS |  | 6"-FGS-0360-AG1C | A131
| 50 | 6"-FGS-0362-AG1C | 6" | Fuel Gas | Gas | CS |  | 6"-FGS-0362-AG1C | A132
| 51 | 6"-FGS-0361-AG1C | 6" | Fuel Gas | Gas | CS |  | 6"-FGS-0361-AG1C | A133
| 52 | 10"-FGS-0360-AG1C | 10" | Fuel Gas | Gas | CS |  | 10"-FGS-0360-AG1C | A134
| 53 | 12"-FGS-0182-AG1C | 12" | Fuel Gas | Gas | CS |  | 12"-FGS-0182-AG1C | A135
| 54 | 10"-FGS-0360-AG1C | 10" | Fuel Gas | Gas | CS |  | 10"-FGS-0360-AG1C | A136 | 16264
| 55 | 6"-FGS-0361-AG1C | 6" | Fuel Gas | Gas | CS |  | 6"-FGS-0361-AG1C | A137 | 41420
| 56 | 6"-FGS-0362-AG1C | 6" | Fuel Gas | Gas | CS |  | 6"-FGS-0362-AG1C | A138
| 57 | 6"-FGS-0361-AG1C | 6" | Fuel Gas | Gas | CS |  | 6"-FGS-0361-AG1C | A139 | 15104
| 58 | 4"-FGS-0361-AG1A | 4" | Fuel Gas | Gas | CS |  | 4"-FGS-0361-AG1A | A140 | 6213 | 6213
| 59 | 4"-FNG-9602-AG1C | 4" | Natural Gas | Gas | CS |  | 4"-FNG-9602-AG1C | A141
| 60 | 1-1/2"-FNG-9602-AG1C | 1-1/2" | Natural Gas | Gas | CS |  | 1-1/2"-FNG-9602-AG1C | A142
| 61 | 6"-FNG-0112-AG1C | 6" | Natural Gas | Gas | CS |  | 6"-FNG-0112-AG1C | A143
| 62 | 6"-FNG-0112-AG1C | 6" | Natural Gas | Gas | CS |  | 6"-FNG-0112-AG1C | A144
| 63 | 6"-FNG-0112-AG1C | 6" | Natural Gas | Gas | CS |  | 6"-FNG-0112-AG1C | A145
| 64 | 4"-FNG-9602-AG1C | 4" | Natural Gas | Gas | CS |  | 4"-FNG-9602-AG1C | A146
| 65 | 4"-FNG-9602-AG1C | 4" | Natural Gas | Gas | CS |  | 4"-FNG-9602-AG1C | A147 | 17751
| 66 | 6"-FWS-9301-AG1A | 6" | Filtered Water | Water | CS |  | 6"-FWS-9301-AG1A | A151
| 67 | 6"-FWS-9301-AG1A | 6" | Filtered Water | Water | CS |  | 6"-FWS-9301-AG1A | A152 | 44500
| 68 | 2"-FWS-9305-AG1A | 2" | Filtered Water | Water | CS |  | 2"-FWS-9305-AG1A | A153
| 69 | 6"-FWS-9301-AG1A | 6" | Filtered Water | Water | CS |  | 6"-FWS-9301-AG1A | A154
| 70 | 2"-FWS-9305-AG1A | 2" | Filtered Water | Water | CS |  | 2"-FWS-9305-AG1A | A155
| 71 | 4"-GHY-0358-BG3A | 4" | Hydrogen | Hydrogen | CS |  | 4"-GHY-0358-BG3A | A161
| 72 | 6"-GHY-0301-AG1C | 6" | Hydrogen | Hydrogen | CS |  | 6"-GHY-0301-AG1C | A162 | 44500
| 73 | 3"-GHY-0303-DG3A | 3" | Hydrogen | Hydrogen | CS |  | 3"-GHY-0303-DG3A | A163
| 74 | 2"-GHY-0306-DG3A | 2" | Hydrogen | Hydrogen | CS |  | 2"-GHY-0306-DG3A | A165 | 12723
| 75 | 3"-GHY-0307-AG1C | 3" | Hydrogen | Hydrogen | CS |  | 3"-GHY-0307-AG1C | A166 | 12026
| 76 | 6"-GHY-0301-AG1C (1/2) (2/2) | 6" | Hydrogen | Hydrogen | CS |  | 6"-GHY-0301-AG1C (1/2) (2/2) | A167 | 18913
| 77 | 3"-GHY-0302-DG3A-H25 | 3" | Hydrogen | Hydrogen | CS | H25 | 3"-GHY-0302-DG3A-H25 | A168 | 11795
| 78 | 3"-GHY-0303-DG3A (1/2) (2/2) | 3" | Hydrogen | Hydrogen | CS |  | 3"-GHY-0303-DG3A (1/2) (2/2) | A169 | 11185
| 79 | 3"-GHY-0304-DG3A | 3" | Hydrogen | Hydrogen | CS |  | 3"-GHY-0304-DG3A | A170 | 9938
| 80 | 2"-GHY-0305-AG1C | 2" | Hydrogen | Hydrogen | CS |  | 2"-GHY-0305-AG1C | A171 | 5182 | 5182
| 81 | 3"-GHY-0307-AG1C | 3" | Hydrogen | Hydrogen | CS |  | 3"-GHY-0307-AG1C | A172 | 6544 | 6544
| 82 | 6"-GOX-0301-BG3A | 6" | Oxo Gas (H2 + CO2) | Gas | CS |  | 6"-GOX-0301-BG3A | A181
| 83 | 6"-GOX-0301-BG3A | 6" | Oxo Gas (H2 + CO2) | Gas | CS |  | 6"-GOX-0301-BG3A | A182
| 84 | 6"-GOX-0301-BG3A | 6" | Oxo Gas (H2 + CO2) | Gas | CS |  | 6"-GOX-0301-BG3A | A183
| 85 | 2"-GPA-9954-AG1A | 2" | Plant Air | Air | CS |  | 2"-GPA-9954-AG1A | A191
| 86 | 2"-GPA-9954-AG1A | 2" | Plant Air | Air | CS |  | 2"-GPA-9954-AG1A | A192
| 87 | 2"-GPI-0342-AG2A | 2" | Instrument Air | Air | CS |  | 2"-GPI-0342-AG2A | A211
| 88 | 2"-GPI-0341-AG2A | 2" | Instrument Air | Air | CS |  | 2"-GPI-0341-AG2A | A212
| 89 | 2"-GPI-9908-AG2A | 2" | Instrument Air | Air | CS |  | 2"-GPI-9908-AG2A | A213
| 90 | 2"-GPI-9908-AG2A | 2" | Instrument Air | Air | CS |  | 2"-GPI-9908-AG2A | A214
| 91 | 4"-LPC-0254-AG1B-H25 | 4" | Condensate | Water | CS | H25 | 4"-LPC-0254-AG1B-H25 | A221
| 92 | 3"-LPC-0254-AG1C | 3" | Condensate | Water | CS |  | 3"-LPC-0254-AG1C | A222
| 93 | 4"-LPC-0254-AG1B-H25 | 4" | Condensate | Water | CS | H25 | 4"-LPC-0254-AG1B-H25 | A223
| 94 | 4"-LPC-0254-AG1B-H25 | 4" | Condensate | Water | CS | H25 | 4"-LPC-0254-AG1B-H25 | A224
| 95 | 10"-LPS-0253-AG1B-H30 (1/2) (2/2) | 10" | Low Pressure Steam | Steam | CS | H30 | 10"-LPS-0253-AG1B-H30 (1/2) (2/2) | A231 | 12110.7 | 12110.7
| 96 | 3"-LPS-0351-AG1B-H25 | 3" | Low Pressure Steam | Steam | CS | H25 | 3"-LPS-0351-AG1B-H25 | A232
| 97 | 10"-LPS-0253-AG1B-H30 | 10" | Low Pressure Steam | Steam | CS | H30 | 10"-LPS-0253-AG1B-H30 | A233 | 11170 | 11170
| 98 | 4"-LPS-0253-AG1B-H30 | 4" | Low Pressure Steam | Steam | CS | H30 | 4"-LPS-0253-AG1B-H30 | A234 | 40950 | 40950
| 99 | 10"-LPS-0253-AG1B-H30 | 10" | Low Pressure Steam | Steam | CS | H30 | 10"-LPS-0253-AG1B-H30 | A235
| 100 | 10"-LPS-9262-AG1B-H30 | 10" | Low Pressure Steam | Steam | CS | H30 | 10"-LPS-9262-AG1B-H30 | A236
| 101 | 16"-LPS-9260-AG1B-H40 | 16" | Low Pressure Steam | Steam | CS | H40 | 16"-LPS-9260-AG1B-H40 | A237 | 7400
| 102 | 16"-LPS-9260-AG1B-H40 | 16" | Low Pressure Steam | Steam | CS | H40 | 16"-LPS-9260-AG1B-H40 | A238 | 17351
| 103 | 4"-LPS-9262-AG1B-H30 | 4" | Low Pressure Steam | Steam | CS | H30 | 4"-LPS-9262-AG1B-H30 | A239 | 7169 | 7169
| 104 | 12"-MES-0201-AG1C-H25 | 12" | MEA | Mea Solution | CS | H25 | 12"-MES-0201-AG1C-H25 | A251
| 105 | 8"-MES-0202-AG1C-H25 | 8" | MEA | Mea Solution | CS | H25 | 8"-MES-0202-AG1C-H25 | A252
| 106 | 8"-MES-0203-AG1C-H25 | 8" | MEA | Mea Solution | CS | H25 | 8"-MES-0203-AG1C-H25 | A253
| 107 | 2"-MES-0204-AG1C-H25 | 2" | MEA | Mea Solution | CS | H25 | 2"-MES-0204-AG1C-H25 | A254
| 108 | 2"-MES-0204-AG1C-H25 | 2" | MEA | Mea Solution | CS | H25 | 2"-MES-0204-AG1C-H25 | A255
| 109 | 2"-MES-0204-AG1C-H25 (1/2) (2/2) | 2" | MEA | Mea Solution | CS | H25 | 2"-MES-0204-AG1C-H25 (1/2) (2/2) | A256
| 110 | 4"-MES-0205-AS1A-H25 | 4" | MEA | Mea Solution | A-312-TP-304 | H25 | 4"-MES-0205-AS1A-H25 | A257
| 111 | 4"-MES-0205-AS1A-H25 | 4" | MEA | Mea Solution | A-312-TP-304 | H25 | 4"-MES-0205-AS1A-H25 | A258
| 112 | 4"-MES-0206-AG1C-H25 | 4" | MEA | Mea Solution | CS | H25 | 4"-MES-0206-AG1C-H25 | A259
| 113 | 6"-MES-0206-AG1C-H25 | 6" | MEA | Mea Solution | CS | H25 | 6"-MES-0206-AG1C-H25 | A260
| 114 | 6"-MES-0206-AG1C-H25 | 6" | MEA | Mea Solution | CS | H25 | 6"-MES-0206-AG1C-H25 | A261
| 115 | 6"-MES-0207-AG1C-H25 (1/2) (2/2) | 6" | MEA | Mea Solution | CS | H25 | 6"-MES-0207-AG1C-H25 (1/2) (2/2) | A262 | 5769 | 5769
| 116 | 4"-MES-0209-BG3A-H25 | 4" | MEA | Mea Solution | CS | H25 | 4"-MES-0209-BG3A-H25 | A263
| 117 | 4"-MES-0209-BG3A-H25 | 4" | MEA | Mea Solution | CS | H25 | 4"-MES-0209-BG3A-H25 | A264
| 118 | 4"-MES-0209-BG3A-H25 | 4" | MEA | Mea Solution | CS | H25 | 4"-MES-0209-BG3A-H25 | A265
| 119 | 6"-MES-0212-AS1A-H25 | 6" | MEA | Mea Solution | A-312-TP-304 | H25 | 6"-MES-0212-AS1A-H25 | A266
| 120 | 6"-MES-0212-AS1A-H25 | 6" | MEA | Mea Solution | A-312-TP-304 | H25 | 6"-MES-0212-AS1A-H25 | A267
| 121 | 6"-MES-0212-AS1A-H25 | 6" | MEA | Mea Solution | A-312-TP-304 | H25 | 6"-MES-0212-AS1A-H25 | A268
| 122 | 6"-MES-0212-AS1A-H25 | 6" | MEA | Mea Solution | A-312-TP-304 | H25 | 6"-MES-0212-AS1A-H25 | A269
| 123 | 2"-MES-0223-AG1C | 2" | MEA | Mea Solution | CS |  | 2"-MES-0223-AG1C | A270
| 124 | 2"-MES-0241-AG1C | 2" | MEA | Mea Solution | CS |  | 2"-MES-0241-AG1C | A271
| 125 | 2"-MES-0242-AG1C | 2" | MEA | Mea Solution | CS |  | 2"-MES-0242-AG1C | A272
| 126 | 4"-MES-0208-AG1C-H25 | 4" | MEA | Mea Solution | CS | H25 | 4"-MES-0208-AG1C-H25 | A273
| 127 | 4"-MES-0210-AG1C | 4" | MEA | Mea Solution | CS |  | 4"-MES-0210-AG1C | A274
| 128 | 4"-MES-0210-AG1C | 4" | MEA | Mea Solution | CS |  | 4"-MES-0210-AG1C | A275
| 129 | 4"-MES-0210-AG1C | 4" | MEA | Mea Solution | CS |  | 4"-MES-0210-AG1C | A276
| 130 | 4"-MES-0211-AG1C | 4" | MEA | Mea Solution | CS |  | 4"-MES-0211-AG1C | A277
| 131 | 4"-MES-0211-AG1C | 4" | MEA | Mea Solution | CS |  | 4"-MES-0211-AG1C | A278
| 132 | 2"-MES-0214-AG1C | 2" | MEA | Mea Solution | CS |  | 2"-MES-0214-AG1C | A279 | 2675 | 2675
| 133 | 4"-MES-0208-BG3A-H25 | 4" | MEA | Mea Solution | CS | H25 | 4"-MES-0208-BG3A-H25 | A280 | 10049 | 10049
| 134 | 4"-MES-0208-BG3A-H25 (1/2) (2/2) | 4" | MEA | Mea Solution | CS | H25 | 4"-MES-0208-BG3A-H25 (1/2) (2/2) | A281
| 135 | 4"-MES-0211-AG1C | 4" | MEA | Mea Solution | CS |  | 4"-MES-0211-AG1C | A282
| 136 | 2"-MES-0213-AG1C-H25 | 2" | MEA | Mea Solution | CS | H25 | 2"-MES-0213-AG1C-H25 | A283
| 137 | 2"-MES-0213-AG1C-H25 | 2" | MEA | Mea Solution | CS | H25 | 2"-MES-0213-AG1C-H25 | A284
| 138 | 2"-MES-0213-AG1C-H25 | 2" | MEA | Mea Solution | CS | H25 | 2"-MES-0213-AG1C-H25 | A285
| 139 | 3"-MES-0215-AG1C | 3" | MEA | Mea Solution | CS |  | 3"-MES-0215-AG1C | A286
| 140 | 3"-MES-0216-AG1C | 3" | MEA | Mea Solution | CS |  | 3"-MES-0216-AG1C | A287
| 141 | 3"-MES-0216-AG1C | 3" | MEA | Mea Solution | CS |  | 3"-MES-0216-AG1C | A288
| 142 | 3"-MES-0216-AG1C | 3" | MEA | Mea Solution | CS |  | 3"-MES-0216-AG1C | A289
| 143 | 4"-MES-0228-AG1C | 4" | MEA | Mea Solution | CS |  | 4"-MES-0228-AG1C | A290
| 144 | 2"-MES-0229-AG1C | 2" | MEA | Mea Solution | CS |  | 2"-MES-0229-AG1C | A291
| 145 | 2"-MES-0214-AG1C | 2" | MEA | Mea Solution | CS |  | 2"-MES-0214-AG1C | A292
| 146 | 2"-MES-0243-AG1C | 2" | MEA | Mea Solution | CS |  | 2"-MES-0243-AG1C | A293
| 147 | 4"-MES-0237-AG1C | 4" | MEA | Mea Solution | CS |  | 4"-MES-0237-AG1C | A294
| 148 | 2"-MES-0244-AG1C | 2" | MEA | Mea Solution | CS |  | 2"-MES-0244-AG1C | A295
| 149 | 4"-MPC-0151-BG4A-H65 | 4" | Condensate | Water | CS |  | 4"-MPC-0151-BG4A-H65 | A351
| 150 | 8"-MPC-0152-BG4A-H65 | 8" | Condensate | Water | CS |  | 8"-MPC-0152-BG4A-H65 | A352 | 17125
| 151 | 8"-MPC-0153-BG4A-H65 | 8" | Condensate | Water | CS |  | 8"-MPC-0153-BG4A-H65 | A353 | 15755
| 152 | 2"-MPS-0251-BG4A-H40 (1/2) (2/2) | 2" | Medium Pressure Steam | Steam | CS | H40 | 2"-MPS-0251-BG4A-H40 (1/2) (2/2) | A361
| 153 | 1"-MPS-0151-BG4A-H40 | 1" | Medium Pressure Steam | Steam | CS | H40 | 1"-MPS-0151-BG4A-H40 | A362
| 154 | 8"-MPS-0152-BG4A-H40 | 8" | Medium Pressure Steam | Steam | CS | H40 | 8"-MPS-0152-BG4A-H40 | A363
| 155 | 8"-MPS-0152-AG1B-H40 | 8" | Medium Pressure Steam | Steam | CS | H40 | 8"-MPS-0152-AG1B-H40 | A364
| 156 | 8"-MPS-0153-BG4A-H40 | 8" | Medium Pressure Steam | Steam | CS | H40 | 8"-MPS-0153-BG4A-H40 | A365
| 157 | 8"-MPS-0153-BG4A-H40 | 8" | Medium Pressure Steam | Steam | CS | H40 | 8"-MPS-0153-BG4A-H40 | A366
| 158 | 14"-MPS-0154-BG4A-H40 | 14" | Medium Pressure Steam | Steam | CS | H40 | 14"-MPS-0154-BG4A-H40 | A367
| 159 | 2"-MPS-0151-BG4A-H40 | 2" | Medium Pressure Steam | Steam | CS | H40 | 2"-MPS-0151-BG4A-H40 | A368
| 160 | 4"-MPS-0153-BG4A-H40 | 4" | Medium Pressure Steam | Steam | CS | H40 | 4"-MPS-0153-BG4A-H40 | A369
| 161 | 2"-MPS-0154-BG4A-H40 | 2" | Medium Pressure Steam | Steam | CS | H40 | 2"-MPS-0154-BG4A-H40 | A370
| 162 | 2"-MPS-0154-BG4A-H40 | 2" | Medium Pressure Steam | Steam | CS | H40 | 2"-MPS-0154-BG4A-H40 | A371
| 163 | 14"-MPS-0156-BG4A-H65 | 14" | Medium Pressure Steam | Steam | CS |  | 14"-MPS-0156-BG4A-H65 | A372 | 22939 | 22939
| 164 | 4"-MPS-0159-BG4A-H30 | 4" | Medium Pressure Steam | Steam | CS | H30 | 4"-MPS-0159-BG4A-H30 | A373
| 165 | 4"-MPS-0160-BG4A-H30 | 4" | Medium Pressure Steam | Steam | CS | H30 | 4"-MPS-0160-BG4A-H30 | A374
| 166 | 14"-MPS-0151-BG4A-H40 | 14" | Medium Pressure Steam | Steam | CS | H40 | 14"-MPS-0151-BG4A-H40 | A375
| 167 | 2"-MPS-0154-BG4A-H40 | 2" | Medium Pressure Steam | Steam | CS | H40 | 2"-MPS-0154-BG4A-H40 | A376
| 168 | 8"-MPS-0153-BG4A-H40 | 8" | Medium Pressure Steam | Steam | CS | H40 | 8"-MPS-0153-BG4A-H40 | A377
| 169 | 3"-MPS-0162-BG4A | 3" | Medium Pressure Steam | Steam | CS |  | 3"-MPS-0162-BG4A | A378
| 170 | 12"-MPS-0151-BG3A-H40 | 12" | Medium Pressure Steam | Steam | CS | H40 | 12"-MPS-0151-BG3A-H40 | A379
| 171 | 12"-MPS-0151-BG3A-H40 | 12" | Medium Pressure Steam | Steam | CS | H40 | 12"-MPS-0151-BG3A-H40 | A380
| 172 | 8"-MPS-0151-BG3A-H40 | 8" | Medium Pressure Steam | Steam | CS | H40 | 8"-MPS-0151-BG3A-H40 | A381
| 173 | 8"-MPS-0153-BG4A-H40 (1/2) (2/2) | 8" | Medium Pressure Steam | Steam | CS | H40 | 8"-MPS-0153-BG4A-H40 (1/2) (2/2) | A382
| 174 | 8"-MPS-0151-BG4A-H40 | 8" | Medium Pressure Steam | Steam | CS | H40 | 8"-MPS-0151-BG4A-H40 | A383
| 175 | 12"-MPS-0151-BG4A-H40 | 12" | Medium Pressure Steam | Steam | CS | H40 | 12"-MPS-0151-BG4A-H40 | A384
| 176 | 12"-MPS-0151-BG4A-H40 | 12" | Medium Pressure Steam | Steam | CS | H40 | 12"-MPS-0151-BG4A-H40 | A385
| 177 | 10"-MPS-9212-BG4A-H40 | 10" | Medium Pressure Steam | Steam | CS | H40 | 10"-MPS-9212-BG4A-H40 | A386
| 178 | 10"-MPS-9211-BG4A-H40 | 10" | Medium Pressure Steam | Steam | CS | H40 | 10"-MPS-9211-BG4A-H40 | A387 | 8995
| 179 | 10"-MPS-0157-BG4A-H65 | 10" | Medium Pressure Steam | Steam | CS |  | 10"-MPS-0157-BG4A-H65 | A389 | 15214
| 180 | 10"-MPS-0158-BG4A-H65 | 10" | Medium Pressure Steam | Steam | CS |  | 10"-MPS-0158-BG4A-H65 | A390 | 14335
| 181 | 2"-NGB-0281-AG1C | 2" | Nitrogen Gas | Gas | CS |  | 2"-NGB-0281-AG1C | A391 | 5680
| 182 | 2"-NGB-0281-AG1C | 2" | Nitrogen Gas | Gas | CS |  | 2"-NGB-0281-AG1C | A392
| 183 | 2"-NGB-0280-AG1C | 2" | Nitrogen Gas | Gas | CS |  | 2"-NGB-0280-AG1C | A393
| 184 | 2"-MPS-0163-BG4A-H40 | 2" | Medium Pressure Steam | Steam | CS | H40 | 2"-MPS-0163-BG4A-H40 | A394
| 185 | 2"-NGS-0171-AG1A | 2" | Nitrogen Gas | Gas | CS |  | 2"-NGS-0171-AG1A | A401
| 186 | 2"-NGS-0171-AG1A | 2" | Nitrogen Gas | Gas | CS |  | 2"-NGS-0171-AG1A | A402
| 187 | 2"-NGS-0171-AG1A | 2" | Nitrogen Gas | Gas | CS |  | 2"-NGS-0171-AG1A | A403
| 188 | 2"-NGS-0171-AG1A | 2" | Nitrogen Gas | Gas | CS |  | 2"-NGS-0171-AG1A | A404
| 189 | 3"-NGS-9904-AG1A | 3" | Nitrogen Gas | Gas | CS |  | 3"-NGS-9904-AG1A | A405
| 190 | 3"-NGS-9904-AG1A | 3" | Nitrogen Gas | Gas | CS |  | 3"-NGS-9904-AG1A | A406 | 45562
| 191 | 2"-NGS-0171-AG1A | 2" | Nitrogen Gas | Gas | CS |  | 2"-NGS-0171-AG1A | A407
| 192 | 3"-NGS-9904-AG1A | 3" | Nitrogen Gas | Gas | CS |  | 3"-NGS-9904-AG1A | A408 | 18610
| 193 | 10"-P-0206-AS1A | 10" |  |  | A-312-TP-304 |  | 10"-P-0206-AS1A | A421
| 194 | 10"-P-0206-AS1A | 10" |  |  | A-312-TP-304 |  | 10"-P-0206-AS1A | A422
| 195 | 4"-P-0211-AS1A (1/2) (2/2) | 4" |  |  | A-312-TP-304 |  | 4"-P-0211-AS1A (1/2) (2/2) | A423
| 196 | 12"-P-0108-AG1C | 12" |  |  | CS |  | 12"-P-0108-AG1C | A424
| 197 | 12"-P-0109-AS1A | 12" |  |  | A-312-TP-304 |  | 12"-P-0109-AS1A | A425
| 198 | 12"-P-0110-AS1A | 12" |  |  | A-312-TP-304 |  | 12"-P-0110-AS1A | A426
| 199 | 10"-P-0111-AS1A | 10" |  |  | A-312-TP-304 |  | 10"-P-0111-AS1A | A427
| 200 | 10"-P-0111-AS1A (1/2) (2/2) | 10" |  |  | A-312-TP-304 |  | 10"-P-0111-AS1A (1/2) (2/2) | A428
| 201 | 10"-P-0111-AS1A | 10" |  |  | A-312-TP-304 |  | 10"-P-0111-AS1A | A429
| 202 | 6"-P-0121-AS1A (1/2) (2/2) | 6" |  |  | A-312-TP-304 |  | 6"-P-0121-AS1A (1/2) (2/2) | A430 | 6363 | 6363
| 203 | 10"-P-0201-AG1C | 10" |  |  | CS |  | 10"-P-0201-AG1C | A431
| 204 | 10"- P -0202-AG1C | 10" |  |  | CS |  | 10"- P -0202-AG1C | A432
| 205 | 8"- P -0208-AS1A | 8" |  |  | A-312-TP-304 |  | 8"- P -0208-AS1A | A433
| 206 | 8"- P -0208-AS1A | 8" |  |  | A-312-TP-304 |  | 8"- P -0208-AS1A | A434
| 207 | 10"- P -0105-BG3A-H40 | 10" |  |  | CS | H40 | 10"- P -0105-BG3A-H40 | A435
| 208 | 10"- P -0105-BG3A-H40 | 10" |  |  | CS | H40 | 10"- P -0105-BG3A-H40 | A436
| 209 | 14"- P -0107-AG1C-H65 | 14" |  |  | CS |  | 14"- P -0107-AG1C-H65 | A437
| 210 | 14"- P -0107-AG1C-H65 | 14" |  |  | CS |  | 14"- P -0107-AG1C-H65 | A438
| 211 | 12"- P -0108-AG1C-P | 12" |  |  | CS |  | 12"- P -0108-AG1C-P | A439
| 212 | 8"- P -0203-BG3A | 8" |  |  | CS |  | 8"- P -0203-BG3A | A440
| 213 | 8"- P -0203-BG3A | 8" |  |  | CS |  | 8"- P -0203-BG3A | A441
| 214 | 8"-P-0203-BG3A (1/2) (212) | 8" |  |  | CS |  | 8"-P-0203-BG3A (1/2) (212) | A442
| 215 | 8"- P -0207-ASIA | 8" |  |  | A-312-TP-304 |  | 8"- P -0207-ASIA | A443
| 216 | 8"- P -0207-AS1A | 8" |  |  | A-312-TP-304 |  | 8"- P -0207-AS1A | A444
| 217 | 3"- P -0210-BS1A-H25 (1/2) (2/2) | 3" |  |  | A-312-TP-304 | H25 | 3"- P -0210-BS1A-H25 (1/2) (2/2) | A445
| 218 | 6"-P-0216-BG3A (1/2) (2/2) | 6" |  |  | CS |  | 6"-P-0216-BG3A (1/2) (2/2) | A446
| 219 | 10"-P-0202-AG 1C | 10" |  |  | CS |  | 10"-P-0202-AG 1C | A448
| 220 | 3"-P-0210-BS1A-H25 | 3" |  |  | A-312-TP-304 | H25 | 3"-P-0210-BS1A-H25 | A449
| 221 | 8"-P-0208-AS1A | 8" |  |  | A-312-TP-304 |  | 8"-P-0208-AS1A | A450
| 222 | 3"-P-0210-BS1A-H25 | 3" |  |  | A-312-TP-304 | H25 | 3"-P-0210-BS1A-H25 | A451
| 223 | 4"-P-0209-AS1A | 4" |  |  | A-312-TP-304 |  | 4"-P-0209-AS1A | A452 | 9300
| 224 | 4"-P-0209-AS1A | 4" |  |  | A-312-TP-304 |  | 4"-P-0209-AS1A | A453 | 10259
| 225 | 2"-P-0212-BS1A-H25 | 2" |  |  | A-312-TP-304 | H25 | 2"-P-0212-BS1A-H25 | A454 | 5700
| 226 | 2"-P-0212-BS1A-H25 | 2" |  |  | A-312-TP-304 | H25 | 2"-P-0212-BS1A-H25 | A455 | 9715
| 227 | 8"-P-0230-AG1C | 8" |  |  | CS |  | 8"-P-0230-AG1C | A456 | 10817
| 228 | 10"-P-0202-AG 1C | 10" |  |  | CS |  | 10"-P-0202-AG 1C | A457 | 24880
| 229 | 8"-P-0203-BG3A | 8" |  |  | CS |  | 8"-P-0203-BG3A | A458 | 29566
| 230 | 6"-P-0204-BG3A | 6" |  |  | CS |  | 6"-P-0204-BG3A | A459 | 4717
| 231 | 8"-P-0208-AS1A (1/2) (2/2) | 8" |  |  | A-312-TP-304 |  | 8"-P-0208-AS1A (1/2) (2/2) | A460 | 24045
| 232 | 3"-P-0210-BS 1A-H25 | 3" |  |  | A-312-TP-304 | H25 | 3"-P-0210-BS 1A-H25 | A461 | 17818
| 233 | 8"-P-0213-BG3A-P25 | 8" |  |  | CS |  | 8"-P-0213-BG3A-P25 | A462 | 17946
| 234 | 8"-P-0214-BG3A | 8" |  |  | CS |  | 8"-P-0214-BG3A | A463 | 13986
| 235 | 3"-P-0217-BS1A-H25 | 3" |  |  | A-312-TP-304 | H25 | 3"-P-0217-BS1A-H25 | A464 | 5615
| 236 | 3"-PG L-017 3-AG1C | 3" |  |  | CS |  | 3"-PG L-017 3-AG1C | A465 | 11946
| 237 | 3"-PGL-017 4-AG1C | 3" | Purge Gas To Flare | Gas | CS |  | 3"-PGL-017 4-AG1C | A466
| 238 | 2"-PC -0116-AS1A | 2" |  |  | A-312-TP-304 |  | 2"-PC -0116-AS1A | A471 | 15713
| 239 | 2"-PC -0116-AS1A | 2" |  |  | A-312-TP-304 |  | 2"-PC -0116-AS1A | A472
| 240 | 2"- PC -0237-AS1A (1/2) (212) | 2" |  |  | A-312-TP-304 |  | 2"- PC -0237-AS1A (1/2) (212) | A473
| 241 | 2"- PC-0236-AS1A | 2" |  |  | A-312-TP-304 |  | 2"- PC-0236-AS1A | A474
| 242 | 2"-PC -0236-AS1A | 2" |  |  | A-312-TP-304 |  | 2"-PC -0236-AS1A | A475
| 243 | 1-1/2"-PC-0240-AS1A | 1-1/2" |  |  | A-312-TP-304 |  | 1-1/2"-PC-0240-AS1A | A476
| 244 | 2"-PC-0116-AS1A | 2" |  |  | A-312-TP-304 |  | 2"-PC-0116-AS1A | A477
| 245 | 2"-PC-0116-AS1A | 2" |  |  | A-312-TP-304 |  | 2"-PC-0116-AS1A | A478 | 19532
| 246 | 1-1/2"-PC-0240-AS1A | 1-1/2" |  |  | A-312-TP-304 |  | 1-1/2"-PC-0240-AS1A | A479 | 19022
| 247 | 4"-PGH-9535-BG3A/ AG1C | 4" | Purge Gas To Flare | Gas | CS |  | 4"-PGH-9535-BG3A/ AG1C | A491 | 22557 | 22557
| 248 | 6"-PGH-9536-AG1 C | 6" | Purge Gas To Flare | Gas | CS |  | 6"-PGH-9536-AG1 C | A492
| 249 | 6"-PGH-9537-AG1C | 6" | Purge Gas To Flare | Gas | CS |  | 6"-PGH-9537-AG1C | A493
| 250 | 10"-PGH-9537-AG1C | 10" | Purge Gas To Flare | Gas | CS |  | 10"-PGH-9537-AG1C | A494
| 251 | 12"-PGH-9538-AG 1C | 12" | Purge Gas To Flare | Gas | CS |  | 12"-PGH-9538-AG 1C | A495
| 252 | 6"-PGH-0371-AG 1C | 6" | Purge Gas To Flare | Gas | CS |  | 6"-PGH-0371-AG 1C | A496
| 253 | 8"-PGH-9531 -AG 1C-H75 | 8" | Purge Gas To Flare | Gas | CS |  | 8"-PGH-9531 -AG 1C-H75 | A497
| 254 | 4"-PGH-0471 -AG 1C | 4" | Purge Gas To Flare | Gas | CS |  | 4"-PGH-0471 -AG 1C | A498
| 255 | 2"-PGH-9532-AG 1C | 2" | Purge Gas To Flare | Gas | CS |  | 2"-PGH-9532-AG 1C | A499
| 256 | 3"-PGH-9533-AG 1C | 3" | Purge Gas To Flare | Gas | CS |  | 3"-PGH-9533-AG 1C | A500
| 257 | 10"-PGH-9542-AG1 C | 10" | Purge Gas To Flare | Gas | CS |  | 10"-PGH-9542-AG1 C | A501
| 258 | 3"-PGH-0071 -AG 1C | 3" | Purge Gas To Flare | Gas | CS |  | 3"-PGH-0071 -AG 1C | A502
| 259 | 3"-PGH-0071-AG 1C | 3" | Purge Gas To Flare | Gas | CS |  | 3"-PGH-0071-AG 1C | A503 | 5104
| 260 | 18"-PGH-9530-AG 1C | 18" | Purge Gas To Flare | Gas | CS |  | 18"-PGH-9530-AG 1C | A504 | 37518
| 261 | 6"-PGH-9539-AG1 C | 6" | Purge Gas To Flare | Gas | CS |  | 6"-PGH-9539-AG1 C | A505 | 28168
| 262 | 12"-PGH-9540-AG 1C | 12" | Purge Gas To Flare | Gas | CS |  | 12"-PGH-9540-AG 1C | A506 | 4736
| 263 | 3"-PGH-9541-BG3A | 3" | Purge Gas To Flare | Gas | CS |  | 3"-PGH-9541-BG3A | A507 | 8448
| 264 | 2-1/2"-PGH-9543-AG1C | 2-1/2" | Purge Gas To Flare | Gas | CS |  | 2-1/2"-PGH-9543-AG1C | A508 | 5163 | 5163
| 265 | 2"-PGH-0172-AG1C | 2" | Purge Gas To Flare | Gas | CS |  | 2"-PGH-0172-AG1C | A509 | 17133
| 266 | 4"-PGH-0171 -AG 1C | 4" | Purge Gas To Flare | Gas | CS |  | 4"-PGH-0171 -AG 1C | A510 | 31070
| 267 | 4"-PGH-0171 -AG 1C | 4" | Purge Gas To Flare | Gas | CS |  | 4"-PGH-0171 -AG 1C | A512 | 21270
| 268 | 18"-PGH-9530-AG 1C | 18" | Purge Gas To Flare | Gas | CS |  | 18"-PGH-9530-AG 1C | A513 | 30248
| 269 | 6"-PGH-9541-AG1C | 6" | Purge Gas To Flare | Gas | CS |  | 6"-PGH-9541-AG1C | A514 | 5921
| 270 | 6"-PGH-9536-AG 1C | 6" | Purge Gas To Flare | Gas | CS |  | 6"-PGH-9536-AG 1C | A515
| 271 | 6"-PNG-0103-BG3A-H75 | 6" | Natural Gas | Gas | CS |  | 6"-PNG-0103-BG3A-H75 | A531
| 272 | 6"-PNG-0104-BG3A-H75 | 6" | Natural Gas | Gas | CS |  | 6"-PNG-0104-BG3A-H75 | A532
| 273 | 6"-PNG-0104-BG3A-H75 | 6" | Natural Gas | Gas | CS |  | 6"-PNG-0104-BG3A-H75 | A533
| 274 | 4"-PNG-0119-BG3A-H75 | 4" | Natural Gas | Gas | CS |  | 4"-PNG-0119-BG3A-H75 | A534
| 275 | 6"-PNG-0103-BG3A-H75 | 6" | Natural Gas | Gas | CS |  | 6"-PNG-0103-BG3A-H75 | A535
| 276 | 6"-PNG-0104-BG3A-H75 | 6" | Natural Gas | Gas | CS |  | 6"-PNG-0104-BG3A-H75 | A536
| 277 | 3"-PNG-0104-BG3A-H75 | 3" | Natural Gas | Gas | CS |  | 3"-PNG-0104-BG3A-H75 | A537
| 278 | 6"-PNG-0103-BG3A- H75 | 6" | Natural Gas | Gas | CS |  | 6"-PNG-0103-BG3A- H75 | A538
| 279 | 6"-PNG-0101-BG3A | 6" | Natural Gas | Gas | CS |  | 6"-PNG-0101-BG3A | A539
| 280 | 6"-PNG-0113-BG3A | 6" | Natural Gas | Gas | CS |  | 6"-PNG-0113-BG3A | A540
| 281 | 6"-PNG-0101-BG3A | 6" | Natural Gas | Gas | CS |  | 6"-PNG-0101-BG3A | A541
| 282 | 6"-PNG-0101-BG3A | 6" | Natural Gas | Gas | CS |  | 6"-PNG-0101-BG3A | A542
| 283 | 6"-PNG-0101-BG3A | 6" | Natural Gas | Gas | CS |  | 6"-PNG-0101-BG3A | A543
| 284 | 6"-PNG-0101-BG3A (1/2) (2/2) | 6" | Natural Gas | Gas | CS |  | 6"-PNG-0101-BG3A (1/2) (2/2) | A544
| 285 | 1-1/2"-BFW-0279-BG4A-H25 | 1-1/2" | Boiler Feed Water | Water | CS | H25 | 1-1/2"-BFW-0279-BG4A-H25 | B011
| 286 | 1-1/2"-BFW-0280-BG4A-H25 | 1-1/2" | Boiler Feed Water | Water | CS | H25 | 1-1/2"-BFW-0280-BG4A-H25 | B012
| 287 | 1/2"-BFW-0173-BG4A-H25 | 1/2" | Boiler Feed Water | Water | CS | H25 | 1/2"-BFW-0173-BG4A-H25 | B013
| 288 | 3/4"-BFW-9204-BG4A-H25 | 3/4" | Boiler Feed Water | Water | CS | H25 | 3/4"-BFW-9204-BG4A-H25 | B014
| 289 | 1-1/2"-CWR-0072-AG1A | 1-1/2" | Cooling Water | Water | CS |  | 1-1/2"-CWR-0072-AG1A | B021
| 290 | 1"-CWR-0074-AG1A | 1" | Cooling Water | Water | CS |  | 1"-CWR-0074-AG1A | B022
| 291 | 1-1/2"-CWR-0177-AG1A | 1-1/2" | Cooling Water | Water | CS |  | 1-1/2"-CWR-0177-AG1A | B023
| 292 | 1"-CWR-0187-AG1A | 1" | Cooling Water | Water | CS |  | 1"-CWR-0187-AG1A | B024
| 293 | 1"-CWR-0272-AG1A | 1" | Cooling Water | Water | CS |  | 1"-CWR-0272-AG1A | B025
| 294 | 1"-CWS-0073-AG1A | 1" | Cooling Water | Water | CS |  | 1"-CWS-0073-AG1A | B061
| 295 | 1-1/2"-CWS-0071-AG1A | 1-1/2" | Cooling Water | Water | CS |  | 1-1/2"-CWS-0071-AG1A | B062
| 296 | 1-1/2"-CWS-0176-AG1A | 1-1/2" | Cooling Water | Water | CS |  | 1-1/2"-CWS-0176-AG1A | B063
| 297 | 3/4"-CWS-0071-AG1A | 3/4" | Cooling Water | Water | CS |  | 3/4"-CWS-0071-AG1A | B064
| 298 | 1"-CWS-0186-AG1A | 1" | Cooling Water | Water | CS |  | 1"-CWS-0186-AG1A | B065
| 299 | 3/4"-CWS-9455-AG1A | 3/4" | Cooling Water | Water | CS |  | 3/4"-CWS-9455-AG1A | B066
| 300 | 3/4"-CWS-9455-AG1A | 3/4" | Cooling Water | Water | CS |  | 3/4"-CWS-9455-AG1A | B067
| 301 | 3/4"-CWS-9455-AG1A | 3/4" | Cooling Water | Water | CS |  | 3/4"-CWS-9455-AG1A | B068
| 302 | 3/4"-CWS-9455-AG1A | 3/4" | Cooling Water | Water | CS |  | 3/4"-CWS-9455-AG1A | B069
| 303 | 1"-CWS-0271-AG1A | 1" | Cooling Water | Water | CS |  | 1"-CWS-0271-AG1A | B070
| 304 | 3/4"-CWS-9455-AG1A | 3/4" | Cooling Water | Water | CS |  | 3/4"-CWS-9455-AG1A | B071
| 305 | 3/4"-CWS-9455-AG1A | 3/4" | Cooling Water | Water | CS |  | 3/4"-CWS-9455-AG1A | B072
| 306 | 1-1/2"-DMW-0271-AS1A | 1-1/2" | Demin Water | Water | A-312-TP-304 |  | 1-1/2"-DMW-0271-AS1A | B101
| 307 | 1-1/2"-DMW-0280-AS1A | 1-1/2" | Demin Water | Water | A-312-TP-304 |  | 1-1/2"-DMW-0280-AS1A | B102
| 308 | 1-1/2"-DMW-0281-AS1A | 1-1/2" | Demin Water | Water | A-312-TP-304 |  | 1-1/2"-DMW-0281-AS1A | B103
| 309 | 1-1/2"-DMW-0282-AS1A | 1-1/2" | Demin Water | Water | A-312-TP-304 |  | 1-1/2"-DMW-0282-AS1A | B104
| 310 | 1/2"-DMW-0172-AS1A | 1/2" | Demin Water | Water | A-312-TP-304 |  | 1/2"-DMW-0172-AS1A | B105
| 311 | 1-1/2"-DMW-0281-AS1A | 1-1/2" | Demin Water | Water | A-312-TP-304 |  | 1-1/2"-DMW-0281-AS1A | B106
| 312 | 1-1/2"-DMW-0283-AS1A | 1-1/2" | Demin Water | Water | A-312-TP-304 |  | 1-1/2"-DMW-0283-AS1A | B107
| 313 | 1-1/2"-DMW-0281-AS1A | 1-1/2" | Demin Water | Water | A-312-TP-304 |  | 1-1/2"-DMW-0281-AS1A | B108
| 314 | 3/4"-D M W-0284-AS1A | 3/4" | Demin Water | Water | A-312-TP-304 |  | 3/4"-D M W-0284-AS1A | B109
| 315 | 3/4"3 M W-0284-AS1A | 3/4" | Demin Water | Water | A-312-TP-304 |  | 3/4"3 M W-0284-AS1A | B110
| 316 | 3/4"-DMW-0285-AS1A | 3/4" | Demin Water | Water | A-312-TP-304 |  | 3/4"-DMW-0285-AS1A | B111
| 317 | 1-1/2"-DMW-0172- AS1A | 1-1/2" | Demin Water | Water | A-312-TP-304 |  | 1-1/2"-DMW-0172- AS1A | B112
| 318 | 1-1/2"-DMW-0272- AS1A | 1-1/2" | Demin Water | Water | A-312-TP-304 |  | 1-1/2"-DMW-0272- AS1A | B113
| 319 | 1-1/2"-DMW-0172-ASIA | 1-1/2" | Demin Water | Water | A-312-TP-304 |  | 1-1/2"-DMW-0172-ASIA | B114
| 320 | 3/4"-D MW-0286-AS1A | 3/4" | Demin Water | Water | A-312-TP-304 |  | 3/4"-D MW-0286-AS1A | B115
| 321 | 1 /2"-FGS-0361 -AG1C | 1 /2" | Fuel Gas | Gas | CS |  | 1 /2"-FGS-0361 -AG1C | B131
| 322 | 1 /2"-FGS-0360-AG 1C * | 1 /2" | Fuel Gas | Gas | CS |  | 1 /2"-FGS-0360-AG 1C * | B132
| 323 | 1 /2"-FGS-0361 -AG 1C | 1 /2" | Fuel Gas | Gas | CS |  | 1 /2"-FGS-0361 -AG 1C | B133
| 324 | 3/4"-FWS-HS001- AG1A | 3/4" | Filtered Water | Water | CS |  | 3/4"-FWS-HS001- AG1A | B151
| 325 | 3/4"-FWS-HS002- AG1A | 3/4" | Filtered Water | Water | CS |  | 3/4"-FWS-HS002- AG1A | B152
| 326 | 3/4"-FWS-HS001 -AG1A | 3/4" | Filtered Water | Water | CS |  | 3/4"-FWS-HS001 -AG1A | B153
| 327 | 3/4"-FWS'HS003~ AG1A | 3/4" | Filtered Water | Water | CS |  | 3/4"-FWS'HS003~ AG1A | B154
| 328 | 3/4"-FWS-HS021- AG1A | 3/4" | Filtered Water | Water | CS |  | 3/4"-FWS-HS021- AG1A | B155
| 329 | 3/4"-FWS-HS004- AG1A | 3/4" | Filtered Water | Water | CS |  | 3/4"-FWS-HS004- AG1A | B156
| 330 | 1-1/2"-GHY-0381- DG3A | 1-1/2" | Hydrogen | Hydrogen | CS |  | 1-1/2"-GHY-0381- DG3A | B161
| 331 | 1-1/2"-GHY-0381-BG3A | 1-1/2" | Hydrogen | Hydrogen | CS |  | 1-1/2"-GHY-0381-BG3A | B162
| 332 | 1-1/2"-GHY-0381- DG3A | 1-1/2" | Hydrogen | Hydrogen | CS |  | 1-1/2"-GHY-0381- DG3A | B163
| 333 | 1-1/2"-GHY-0381- DG3A | 1-1/2" | Hydrogen | Hydrogen | CS |  | 1-1/2"-GHY-0381- DG3A | B164
| 334 | 1-1/2"-GHY-0381- DG3A | 1-1/2" | Hydrogen | Hydrogen | CS |  | 1-1/2"-GHY-0381- DG3A | B165
| 335 | 1 "-GH Y -0305-DG3A | 1 " | Hidrogen | Gas | CS |  | 1 "-GH Y -0305-DG3A | B166
| 336 | 1 "-GHY-0305-DG3A | 1 " | Hydrogen | Hydrogen | CS |  | 1 "-GHY-0305-DG3A | B167
| 337 | 3/4"-GOX-0302-BG3A | 3/4" | Oxo Gas (H2 + CO2) | Gas | CS |  | 3/4"-GOX-0302-BG3A | B181
| 338 | 3/4"-GOX-0302-BG3A | 3/4" | Oxo Gas (H2 + CO2) | Gas | CS |  | 3/4"-GOX-0302-BG3A | B182
| 339 | 1-1 /2"-GPA-0285-AG 1A | 1-1 /2" | Plant Air | Air | CS |  | 1-1 /2"-GPA-0285-AG 1A | B191
| 340 | 1 -1/2"-GPA-0286-AG 1A | 1 -1/2" | Plant Air | Air | CS |  | 1 -1/2"-GPA-0286-AG 1A | B192
| 341 | 3/4"-GPA-HS001-AG1A | 3/4" | Plant Air | Air | CS |  | 3/4"-GPA-HS001-AG1A | B193
| 342 | 3/4"-GPA-HS001 -AG 1A | 3/4" | Plant Air | Air | CS |  | 3/4"-GPA-HS001 -AG 1A | B194
| 343 | 3/4"-GPA-HS002-AG 1A | 3/4" | Plant Air | Air | CS |  | 3/4"-GPA-HS002-AG 1A | B195
| 344 | 3/4"-GPA-Hs663-AG1A | 3/4" | Plant Air | Air | CS |  | 3/4"-GPA-Hs663-AG1A | B196
| 345 | 3/4"-GPA-HS02:1 -AG 1A | 3/4" | Plant Air | Air | CS |  | 3/4"-GPA-HS02:1 -AG 1A | B197
| 346 | 3/4"-GPA-HS604-AG 1A | 3/4" | Plant Air | Air | CS |  | 3/4"-GPA-HS604-AG 1A | B198
| 347 | 3/4"-GPI-9908-AG2A | 3/4" | Instrument Air | Air | CS |  | 3/4"-GPI-9908-AG2A | B211
| 348 | 1" PT-9908-AG2 A | 1" |  |  | CS |  | 1" PT-9908-AG2 A | B212
| 349 | 1"-GPI-9908-AG2A | 1" | Instrument Air | Air | CS |  | 1"-GPI-9908-AG2A | B213
| 350 | 1 "-GPI-9908-AG2A | 1 " | Instrument Air | Air | CS |  | 1 "-GPI-9908-AG2A | B214
| 351 | 1-1/2"-LPC-0255-AG1B-H25 (1/2) (2/2) | 1-1/2" | Condensate | Water | CS | H25 | 1-1/2"-LPC-0255-AG1B-H25 (1/2) (2/2) | B221
| 352 | 1-1/2"-LPC -0352-AG1B-H25 | 1-1/2" | Condensate | Water | CS | H25 | 1-1/2"-LPC -0352-AG1B-H25 | B222
| 353 | 1-1/2"-LPC-0255- AG1B-H25 | 1-1/2" | Condensate | Water | CS | H25 | 1-1/2"-LPC-0255- AG1B-H25 | B223
| 354 | 1 "-LPS-0253-AG18-H25 | 1 " | Low Pressure Steam | Steam | CS | H25 | 1 "-LPS-0253-AG18-H25 | B231
| 355 | 3/4"-LPS-HS002-AG1 B-H25 | 3/4" | Low Pressure Steam | Steam | CS | H25 | 3/4"-LPS-HS002-AG1 B-H25 | B232
| 356 | 3/4"-LPS-0253-AG 1B-H25 | 3/4" | Low Pressure Steam | Steam | CS | H25 | 3/4"-LPS-0253-AG 1B-H25 | B233
| 357 | 3/4"-LPS-0253-AG 1B-H25 | 3/4" | Low Pressure Steam | Steam | CS | H25 | 3/4"-LPS-0253-AG 1B-H25 | B234
| 358 | 1 "-LPS-0253-AG1B-H25 | 1 " | Low Pressure Steam | Steam | CS | H25 | 1 "-LPS-0253-AG1B-H25 | B235
| 359 | 3/4"-LPS-HS001 -AG 1B-H25 | 3/4" | Low Pressure Steam | Steam | CS | H25 | 3/4"-LPS-HS001 -AG 1B-H25 | B236
| 360 | 3/4"-LPS-0253-AG1B- H25 | 3/4" | Low Pressure Steam | Steam | CS | H25 | 3/4"-LPS-0253-AG1B- H25 | B237
| 361 | 3/4"-LPS-0253-AG 1B-H25 | 3/4" | Low Pressure Steam | Steam | CS | H25 | 3/4"-LPS-0253-AG 1B-H25 | B238
| 362 | 3/4"-LPS-HS003-AG 1B-H25 | 3/4" | Low Pressure Steam | Steam | CS | H25 | 3/4"-LPS-HS003-AG 1B-H25 | B239
| 363 | 3/4"-LPS-HS021 -AG 1B-H25 | 3/4" | Low Pressure Steam | Steam | CS | H25 | 3/4"-LPS-HS021 -AG 1B-H25 | B240
| 364 | 3/4"-LPS-0253-AG 1B-H25 | 3/4" | Low Pressure Steam | Steam | CS | H25 | 3/4"-LPS-0253-AG 1B-H25 | B241
| 365 | 3/4"-LPS-HS004-AG1B | 3/4" | Low Pressure Steam | Steam | CS |  | 3/4"-LPS-HS004-AG1B | B242
| 366 | 1-1/2"-MES-0219- AG1C | 1-1/2" | MEA | Mea Solution | CS |  | 1-1/2"-MES-0219- AG1C | B251
| 367 | 1-1/2"-MES-0221- AG1C | 1-1/2" | MEA | Mea Solution | CS |  | 1-1/2"-MES-0221- AG1C | B252
| 368 | 1 -1 /2"- M ES-0224-AG1C | 1 -1 /2" | MEA | Mea Solution | CS |  | 1 -1 /2"- M ES-0224-AG1C | B253
| 369 | 1 -1 /2"-M ES-0230-AG1C | 1 -1 /2" | MEA | Mea Solution | CS |  | 1 -1 /2"-M ES-0230-AG1C | B254
| 370 | 1 -1/2"-MES-0219-AG1C | 1 -1/2" | MEA | Mea Solution | CS |  | 1 -1/2"-MES-0219-AG1C | B255
| 371 | 1-1/2"-MES-0219- AG1C | 1-1/2" | MEA | Mea Solution | CS |  | 1-1/2"-MES-0219- AG1C | B256
| 372 | 1-1/2"-MES-0220-AG 1C (1/2) (2/2) | 1-1/2" | MEA | Mea Solution | CS |  | 1-1/2"-MES-0220-AG 1C (1/2) (2/2) | B257
| 373 | 1~1/2"-MES-0224- AG1C | 1~1/2" | MEA | Mea Solution | CS |  | 1~1/2"-MES-0224- AG1C | B258
| 374 | 1-1/2"-MES-0225- AG1C | 1-1/2" | MEA | Mea Solution | CS |  | 1-1/2"-MES-0225- AG1C | B259
| 375 | 1-1/2"-MES -0225-AG1C | 1-1/2" | MEA | Mea Solution | CS |  | 1-1/2"-MES -0225-AG1C | B260
| 376 | 1-1/2"-MES -0226-AG1C | 1-1/2" | MEA | Mea Solution | CS |  | 1-1/2"-MES -0226-AG1C | B261
| 377 | 1-1/2"-MES -0227-AG1C | 1-1/2" | MEA | Mea Solution | CS |  | 1-1/2"-MES -0227-AG1C | B262
| 378 | 1-1/2"-MES -0227-AG1C | 1-1/2" | MEA | Mea Solution | CS |  | 1-1/2"-MES -0227-AG1C | B263
| 379 | 1-1/2"-MES -0235-AG1C | 1-1/2" | MEA | Mea Solution | CS |  | 1-1/2"-MES -0235-AG1C | B264
| 380 | 1"-MES -0236-AG1C | 1" | MEA | Mea Solution | CS |  | 1"-MES -0236-AG1C | B285
| 381 | 1-1/2"-MES-0225- AG1C | 1-1/2" | MEA | Mea Solution | CS |  | 1-1/2"-MES-0225- AG1C | B266
| 382 | 1-1/2"-MES-0234- AG1C | 1-1/2" | MEA | Mea Solution | CS |  | 1-1/2"-MES-0234- AG1C | B267
| 383 | 1 /2"-M ES-0222-AG1C | 1 /2" | MEA | Mea Solution | CS |  | 1 /2"-M ES-0222-AG1C | B268
| 384 | 1 /2"-M ES-0201 -AG 1C | 1 /2" | MEA | Mea Solution | CS |  | 1 /2"-M ES-0201 -AG 1C | B269
| 385 | 1/2"-MES-0211-AG1C | 1/2" | MEA | Mea Solution | CS |  | 1/2"-MES-0211-AG1C | B270
| 386 | 1/2"-T-021-AG1C | 1/2" |  |  | CS |  | 1/2"-T-021-AG1C | B271
| 387 | 1/2"-T-021-AG1C | 1/2" |  |  | CS |  | 1/2"-T-021-AG1C | B272
| 388 | 1/2"-T-021-AG1C | 1/2" |  |  | CS |  | 1/2"-T-021-AG1C | B273
| 389 | 1/2"-T-021-AG1C | 1/2" |  |  | CS |  | 1/2"-T-021-AG1C | B274
| 390 | 1 /2"-MES-0205-AS1 A | 1 /2" | MEA | Mea Solution | A-312-TP-304 |  | 1 /2"-MES-0205-AS1 A | B275
| 391 | 1 /2"-M ES-0206-AG1C | 1 /2" | MEA | Mea Solution | CS |  | 1 /2"-M ES-0206-AG1C | B276
| 392 | 1-1/2"-MPC -0252-AG1B-H25 | 1-1/2" | Condensate | Water | CS | H25 | 1-1/2"-MPC -0252-AG1B-H25 | B351
| 393 | 1-1/2"-MPC -0252-AG1B-H25 | 1-1/2" | Condensate | Water | CS | H25 | 1-1/2"-MPC -0252-AG1B-H25 | B352
| 394 | 1-1/2"-MPC -0252-AG1B-H25 | 1-1/2" | Condensate | Water | CS | H25 | 1-1/2"-MPC -0252-AG1B-H25 | B353
| 395 | 1-1/2"-MPC-0252- AG1B-H25 | 1-1/2" | Condensate | Water | CS | H25 | 1-1/2"-MPC-0252- AG1B-H25 | B354
| 396 | 3/4"-MPS-0151-BG4A-H25 | 3/4" | Medium Pressure Steam | Steam | CS | H25 | 3/4"-MPS-0151-BG4A-H25 | B361
| 397 | 3/4"-MPS-0151-BG4A- H25 | 3/4" | Medium Pressure Steam | Steam | CS | H25 | 3/4"-MPS-0151-BG4A- H25 | B362
| 398 | 3/4"-M PS-0152-BG4A-H25 | 3/4" | Medium Pressure Steam | Steam | CS | H25 | 3/4"-M PS-0152-BG4A-H25 | B363
| 399 | 3/4"-M PS-0153-BG4A-H25 | 3/4" | Medium Pressure Steam | Steam | CS | H25 | 3/4"-M PS-0153-BG4A-H25 | B364
| 400 | 3/4"-MPS-0153-BG4A- H25 | 3/4" | Medium Pressure Steam | Steam | CS | H25 | 3/4"-MPS-0153-BG4A- H25 | B365
| 401 | 3/4"-M PS-0154-BG4A-H25 | 3/4" | Medium Pressure Steam | Steam | CS | H25 | 3/4"-M PS-0154-BG4A-H25 | B366
| 402 | 1 -1 /2"-MPS-0161-BG4A | 1 -1 /2" | Medium Pressure Steam | Steam | CS |  | 1 -1 /2"-MPS-0161-BG4A | B367
| 403 | 3/4"-MPS-0151-BG4A-H25 | 3/4" | Medium Pressure Steam | Steam | CS | H25 | 3/4"-MPS-0151-BG4A-H25 | B368
| 404 | 1 "-MPS-0163-BG4A-H25 | 1 " | Medium Pressure Steam | Steam | CS | H25 | 1 "-MPS-0163-BG4A-H25 | B369
| 405 | 1-1/2"-M PS-0164- ‘ BG4A-H30 | 1-1/2" | Medium Pressure Steam | Steam | CS | H30 | 1-1/2"-M PS-0164- ‘ BG4A-H30 | B370
| 406 | 1-1/2"-NGB-0280-AG1A | 1-1/2" | Nitrogen Gas | Gas | CS |  | 1-1/2"-NGB-0280-AG1A | B391
| 407 | 1 -1/2"-NGB-0280-AG 1A (1/2) (2/2) | 1 -1/2" | Nitrogen Gas | Gas | CS |  | 1 -1/2"-NGB-0280-AG 1A (1/2) (2/2) | B392
| 408 | 1-1/2"-NGB-0280-AG .1A | 1-1/2" | Nitrogen Gas | Gas | CS |  | 1-1/2"-NGB-0280-AG .1A | B393
| 409 | 3/4"-NGS-HS002-AG 1A | 3/4" | Nitrogen Gas | Gas | CS |  | 3/4"-NGS-HS002-AG 1A | B401
| 410 | 1 "-NGS-0071 -AG 1A | 1 " | Nitrogen Gas | Gas | CS |  | 1 "-NGS-0071 -AG 1A | B402
| 411 | 3/4"-NGS-HS001 -AG 1A | 3/4" | Nitrogen Gas | Gas | CS |  | 3/4"-NGS-HS001 -AG 1A | B403
| 412 | 1-1 /2"-NGS-0071-AG 1A | 1-1 /2" | Nitrogen Gas | Gas | CS |  | 1-1 /2"-NGS-0071-AG 1A | B404
| 413 | 1 /2"-NGS-0171 -AG 1A | 1 /2" | Nitrogen Gas | Gas | CS |  | 1 /2"-NGS-0171 -AG 1A | B405
| 414 | 3/4"-NGS-HS003-AG 1A | 3/4" | Nitrogen Gas | Gas | CS |  | 3/4"-NGS-HS003-AG 1A | B406
| 415 | 3/4"-NGS-HS021 -AG 1A | 3/4" | Nitrogen Gas | Gas | CS |  | 3/4"-NGS-HS021 -AG 1A | B407
| 416 | 3/4"-NGS-017 8-AG1A | 3/4" | Nitrogen Gas | Gas | CS |  | 3/4"-NGS-017 8-AG1A | B408
| 417 | 3/4"-NGS-017 9-AG1A | 3/4" | Nitrogen Gas | Gas | CS |  | 3/4"-NGS-017 9-AG1A | B409
| 418 | 3/4"-NGS-HS004-AG1A | 3/4" | Nitrogen Gas | Gas | CS |  | 3/4"-NGS-HS004-AG1A | B410
| 419 | 1-1/2"- P -0205-BG3A | 1-1/2" |  |  | CS |  | 1-1/2"- P -0205-BG3A | B421
| 420 | 1-1/2"-P-0205-BG3A | 1-1/2" |  |  | CS |  | 1-1/2"-P-0205-BG3A | B422
| 421 | 1-1/2"-P-0205-BG3A | 1-1/2" |  |  | CS |  | 1-1/2"-P-0205-BG3A | B423
| 422 | 1-1/2"-P-0205-BG3A | 1-1/2" |  |  | CS |  | 1-1/2"-P-0205-BG3A | B424
| 423 | 1 -1/2"-P-0205-BG3A | 1 -1/2" |  |  | CS |  | 1 -1/2"-P-0205-BG3A | B425
| 424 | 3/4"-P-0107-AG 1C-H25 | 3/4" |  |  | CS | H25 | 3/4"-P-0107-AG 1C-H25 | B426
| 425 | 1 /2"-P-0107-AG1C-H25 | 1 /2" |  |  | CS | H25 | 1 /2"-P-0107-AG1C-H25 | B427
| 426 | 1 /2"-M PS-0151-BG4A-H25 | 1 /2" | Medium Pressure Steam | Steam | CS | H25 | 1 /2"-M PS-0151-BG4A-H25 | B428
| 427 | 3/4"-P-0215-BG3A | 3/4" |  |  | CS |  | 3/4"-P-0215-BG3A | B429
| 428 | 1-1 /2"-PC-0238-AS 1A (1/2) (2/2) | 1-1 /2" |  |  | A-312-TP-304 |  | 1-1 /2"-PC-0238-AS 1A (1/2) (2/2) | B471
| 429 | 1-1 /2"-PC-0238-AS 1A (1/2) (2/2) | 1-1 /2" |  |  | A-312-TP-304 |  | 1-1 /2"-PC-0238-AS 1A (1/2) (2/2) | B472
| 430 | 1-1/2"-PC-0240-AG1B (1/2) (2/2) | 1-1/2" |  |  | CS |  | 1-1/2"-PC-0240-AG1B (1/2) (2/2) | B473
| 431 | 1-1/2"-PC -0242-AG1B | 1-1/2" |  |  | CS |  | 1-1/2"-PC -0242-AG1B | B474
| 432 | 1 - i /2" - PC-0239-AS1A | 1 - i /2" |  |  | A-312-TP-304 |  | 1 - i /2" - PC-0239-AS1A | B475
| 433 | 1-1/2"-PC -0241-AS1A | 1-1/2" |  |  | A-312-TP-304 |  | 1-1/2"-PC -0241-AS1A | B478
| 434 | 1-1 /2"-PC-0240-AG 1B * | 1-1 /2" |  |  | CS |  | 1-1 /2"-PC-0240-AG 1B * | B479
| 435 | 1-1/2"-PC -0238-AS1A | 1-1/2" |  |  | A-312-TP-304 |  | 1-1/2"-PC -0238-AS1A | B480
| 436 | 77/2"-PGH-9534-AG1 C | 77/2" |  |  | CS |  | 77/2"-PGH-9534-AG1 C | B491
| 437 | 1"-PG 76072-AG1 | 1" |  |  | CS |  | 1"-PG 76072-AG1 | B492
| 438 | 1 "-PGH-0173-AG1C | 1 " | Purge Gas To Flare | Gas | CS |  | 1 "-PGH-0173-AG1C | B493
| 439 | 1-1/2"-PHS -0192-BS1A | 1-1/2" | Phospate Solution | Chemical Solution | A-312-TP-304 |  | 1-1/2"-PHS -0192-BS1A | B521
| 440 | 1"-PHS -0193-AS1A | 1" | Phospate Solution | Chemical Solution | A-312-TP-304 |  | 1"-PHS -0193-AS1A | B522
| 441 | 1"-PHS- 0191-AS1A | 1" | Phospate Solution | Chemical Solution | A-312-TP-304 |  | 1"-PHS- 0191-AS1A | B523
| 442 | 1-1/2"-PNG-0118-BG3A-H75 - | 1-1/2" | Natural Gas | Gas | CS |  | 1-1/2"-PNG-0118-BG3A-H75 - | B531
| 443 | 1-1/2"-PNG-0101-BG3A | 1-1/2" | Natural Gas | Gas | CS |  | 1-1/2"-PNG-0101-BG3A | B532
| 444 | 1 /2"-PNG-0104-BG3A-H25 | 1 /2" | Natural Gas | Gas | CS | H25 | 1 /2"-PNG-0104-BG3A-H25 | B533
| 445 | 1 /2"-R-011-BG3A-H25 | 1 /2" |  |  | CS | H25 | 1 /2"-R-011-BG3A-H25 | B534
| 446 | 1/2"-R-011-BG3A-H25 | 1/2" |  |  | CS | H25 | 1/2"-R-011-BG3A-H25 | B535
| 447 | 1-1/2"-TK-024-AG1C | 1-1/2" |  |  | CS |  | 1-1/2"-TK-024-AG1C | B551
| 448 | 1 -1 /2"-TK-024-AG 1C | 1 -1 /2" |  |  | CS |  | 1 -1 /2"-TK-024-AG 1C | B552
| 449 | 1-1 /2"-TK-024-AG 1C | 1-1 /2" |  |  | CS |  | 1-1 /2"-TK-024-AG 1C | B553
| 450 | 1"- U - 041-AG1A | 1" |  |  | CS |  | 1"- U - 041-AG1A | B554
| 451 | 1-1/2"-D-011-BG4A | 1-1/2" |  |  | CS |  | 1-1/2"-D-011-BG4A | B555
| 452 | 1-1/2"-D-011-BG4A | 1-1/2" |  |  | CS |  | 1-1/2"-D-011-BG4A | B556
| 453 | 1-1/2"-D-011-BG4A | 1-1/2" |  |  | CS |  | 1-1/2"-D-011-BG4A | B557
| 454 | 1-1/2"-D-011-BG4A | 1-1/2" |  |  | CS |  | 1-1/2"-D-011-BG4A | B558
| 455 | 1-1/2"-D-011-BG4A | 1-1/2" |  |  | CS |  | 1-1/2"-D-011-BG4A | B559
| 456 | 1-1/2"-D-021-AS1A | 1-1/2" |  |  | A-312-TP-304 |  | 1-1/2"-D-021-AS1A | B560
| 457 | 1-1/2"- D - 021-AS1A | 1-1/2" |  |  | A-312-TP-304 |  | 1-1/2"- D - 021-AS1A | B561
| 458 | 1-1/2"- E-025-AS1A | 1-1/2" |  |  | A-312-TP-304 |  | 1-1/2"- E-025-AS1A | B562
| 459 | 1-1/2"-T-022-AG1C | 1-1/2" |  |  | CS |  | 1-1/2"-T-022-AG1C | B563
| 460 | 1-1/2"- T-022-AG1C | 1-1/2" |  |  | CS |  | 1-1/2"- T-022-AG1C | B564
| 461 | 1-1/2"-T-022-AG 1C | 1-1/2" |  |  | CS |  | 1-1/2"-T-022-AG 1C | B565
| 462 | 1-1/2"- T - 022-AS1A | 1-1/2" |  |  | A-312-TP-304 |  | 1-1/2"- T - 022-AS1A | B566
| 463 | 1 -1/2"- f - 022-AS1A | 1 -1/2" |  |  | A-312-TP-304 |  | 1 -1/2"- f - 022-AS1A | B567
| 464 | 1-1/2"-TK-023-AG1C | 1-1/2" |  |  | CS |  | 1-1/2"-TK-023-AG1C | B568
| 465 | 1 -1/2"-TK-011 -AS 1A | 1 -1/2" |  |  | A-312-TP-304 |  | 1 -1/2"-TK-011 -AS 1A | B569
| 466 | 1-1 /2"-T-021 -AG1C | 1-1 /2" |  |  | CS |  | 1-1 /2"-T-021 -AG1C | B570
| 467 | 1 - 1/2"-T-021 -AG1C | 1 - 1/2" |  |  | CS |  | 1 - 1/2"-T-021 -AG1C | 8571
| 468 | 1-1 /2"-T-021 -AG1C | 1-1 /2" |  |  | CS |  | 1-1 /2"-T-021 -AG1C | B572
| 469 | 1-1/2"-T-021 -AG1C | 1-1/2" |  |  | CS |  | 1-1/2"-T-021 -AG1C | B573
| 470 | 1 -1 /2"-T-021 -AG1C | 1 -1 /2" |  |  | CS |  | 1 -1 /2"-T-021 -AG1C | B574
| 471 | 1 -1 /2"-T-021 -AG1C | 1 -1 /2" |  |  | CS |  | 1 -1 /2"-T-021 -AG1C | B575
| 472 | 1-1 /2"-T-023-AG 1C | 1-1 /2" |  |  | CS |  | 1-1 /2"-T-023-AG 1C | B576
| 473 | 1-1 /2"-T-023-AG1C | 1-1 /2" |  |  | CS |  | 1-1 /2"-T-023-AG1C | B577
| 474 | 1 -1 /2"-T-023-AG 1C | 1 -1 /2" |  |  | CS |  | 1 -1 /2"-T-023-AG 1C | B578
| 475 | 1-1 /2"-D-012-AS1A | 1-1 /2" |  |  | A-312-TP-304 |  | 1-1 /2"-D-012-AS1A | B579
| 476 | 1-1/2"-D-012-AS1A | 1-1/2" |  |  | A-312-TP-304 |  | 1-1/2"-D-012-AS1A | B580
| 477 | 1 -1 /2"-R-011-BG3A ‘ | 1 -1 /2" |  |  | CS |  | 1 -1 /2"-R-011-BG3A ‘ | B581
| 478 | 1-1/2"-R-011-BG3A | 1-1/2" |  |  | CS |  | 1-1/2"-R-011-BG3A | B582
| 479 | 1"-C-009-AG1C | 1" |  |  | CS |  | 1"-C-009-AG1C | B583
| 480 | 3/4"-D-962-BG3A | 3/4" |  |  | CS |  | 3/4"-D-962-BG3A | B584
| 481 | 1-1 /2"-E-021 -AG 1C | 1-1 /2" |  |  | CS |  | 1-1 /2"-E-021 -AG 1C | B585
| 482 | 1/2"-R-011-BG3A | 1/2" |  |  | CS |  | 1/2"-R-011-BG3A | B586
| 483 | 1/2"-R-011-BG3A | 1/2" |  |  | CS |  | 1/2"-R-011-BG3A | B587
| 484 | 1 /2"-PNG-0104-BG3A-H25 | 1 /2" | Natural Gas | Gas | CS | H25 | 1 /2"-PNG-0104-BG3A-H25 | B588
| 485 | 1/2"-P-0107-AG1C-H25 | 1/2" |  |  | CS | H25 | 1/2"-P-0107-AG1C-H25 | B589
| 486 | 1/2"-MPS-0151-BG4A | 1/2" | Medium Pressure Steam | Steam | CS |  | 1/2"-MPS-0151-BG4A | B590
| 487 | 1/2"-MES-0211-AG1C | 1/2" | MEA | Mea Solution | CS |  | 1/2"-MES-0211-AG1C | B591
| 488 | 1/2"-T-022-AS1A | 1/2" |  |  | A-312-TP-304 |  | 1/2"-T-022-AS1A | B592
| 489 | 1/2"-T-022-AS1A | 1/2" |  |  | A-312-TP-304 |  | 1/2"-T-022-AS1A | B593
| 490 | 1"-U-031-AG1A | 1" |  |  | CS |  | 1"-U-031-AG1A | B594
| 491 | 1"-PGL-0171-AG1C | 1" | Purge Gas To Flare | Gas | CS |  | 1"-PGL-0171-AG1C | B595
| 492 | 1"-C-011-AG1C | 1" |  |  | CS |  | 1"-C-011-AG1C | B596
| 493 | 1"-C-012-AG1C | 1" |  |  | CS |  | 1"-C-012-AG1C | B597
| 494 | 1"-C-012-AG1C | 1" |  |  | CS |  | 1"-C-012-AG1C | B598
| 495 | 1"-PGL-0172-AG1C | 1" | Purge Gas To Flare | Gas | CS |  | 1"-PGL-0172-AG1C | B599
| 496 | 1"-PGL-0172-AG1C | 1" | Purge Gas To Flare | Gas | CS |  | 1"-PGL-0172-AG1C | B601
| 497 | 1"-C-013-AG1C | 1" |  |  | CS |  | 1"-C-013-AG1C | B602
| 498 | 1-1/2"-D-003-BG3A | 1-1/2" |  |  | CS |  | 1-1/2"-D-003-BG3A | B603
| 499 | 1-1/2"-D-003-BG3A | 1-1/2" |  |  | CS |  | 1-1/2"-D-003-BG3A | B604
Total line number | 499 | [7 empty] | 499
PON
Menu
Menu

## 46
|  |  | EQUIPMENT LIST | [17 empty] | Document No. |  |  | : MNTC-ME
[21 empty] | Revision |  |  | : 0
[21 empty] | Date of issue |  |  | : 2023
PT. PETRO OXO NUSANTARA | [20 empty] | Page |  |  | :
HEAT EXCHANGER (AIR FIN COOLER)
No | Area | Tag no | Service | Fluid | Type | Surface | Design Press. | Hydro Test P. | Design Temp. | Pneu. Test P. | Corrosion | Radio. test | Size Bundle |  | Material |  |  |  |  | Code | Manufacture | Category |  | Complex Grade | Spare | Price | Installation | Remark |  |  |  |  | 2027-12-31
[6 empty] | Area | kgf/cm2G | kgf/cm2G | oC | kgf/cm2G | Allowance | % | Width ( mm ) | Length ( mm ) | Header | Fin | Tube | Flange | Support, | ASME |  | Score | Grade |  | Parts | USD | Date | [6 empty] | EaMS
[6 empty] | m2 | Tube | Tube | Tube | [9 empty] | leg, lug | [11 empty] | History | Date | Rekomendasi S/D 2027 | Update
1 | Syn Gas | E-018A | Air Cooler | Reformed gas | FORCED |  | 11 | 10.9 | 170 |  | 0 | [5 empty] | A249 TP304 |  |  |  | Nouvo Pignone | 5 | C | * | Klik | 140000 |  |  | S5 |  | Replace V-belt SPB 3000 LW ( 3 pcs ) | 2021-12-23 |  | OK
2 | Syn Gas | E-018B | Air Cooler | Reformed gas | FORCED |  | 11 | 10.9 | 170 |  | 0 | [9 empty] | Nouvo Pignone | 5 | C | * | Klik | 140000 |  |  | S5 |  | Replace V-belt SPB 3000 LW ( 3 pcs ) | 2020-12-14 |  | OK
3 | Syn Gas | E-018C | Air Cooler | Reformed gas | FORCED |  | 11 | 10.9 | 170 | [11 empty] | Nouvo Pignone | 5 | C | * | Klik | 140000 |  |  | S5 |  | Replace V-belt SPA 2240 ( 2 pcs ) | 2022-06-05 |  | OK
4 | Syn Gas | E-018D | Air Cooler | Reformed gas | FORCED |  | 11 | 10.9 | 170 | [11 empty] | Nouvo Pignone | 5 | C | * | Klik | 140000 |  |  | S5 |  | Replace V-belt SPA 2240 ( 2 pcs ) | 2022-06-05 |  | OK
5 | Octanol | E-115A | Recycle Oxo Gas C. | OXO GAS | INDUCED |  | 23 | 34.5 | 130 | [11 empty] | Nouvo Pignone | 5 | C | * | Klik | 140000 |  |  | OP-002 |  | Replace bearing top & bottom ,22313 EK, replace bearing adapter H-2313, replace pulley motor | 2019-11-12 |  | OK
6 | Octanol | E-115B | Recycle Oxo Gas C. | OXO GAS | INDUCED |  | 23 | 34.5 | 130 | [11 empty] | Nouvo Pignone | 5 | C | * | Klik | 140000 |  |  | OP-002 |  | Replace bearing top & bottom ,22313 EK, replace bearing adapter H-2313 | 2019-10-08 |  | OK
7 | Octanol | E-118A | R - 110 Hot Water C. | WATER | INDUCED |  | 12 | 18 | 130 | [11 empty] | Nouvo Pignone | 5 | C | * | Klik | 77000 |  |  | OP-002 |  | Replace bearing top & bottom ,22313 EK , replace bearing adapter H-2313, Replace HTD belt 3500 | 2019-12-23 |  | OK
8 | Octanol | E-118B | R - 110 Hot Water C. | WATER | INDUCED |  | 12 | 18 | 130 | [11 empty] | Nouvo Pignone | 5 | C | * | Klik | 77000 |  |  | OP-002 |  | Replace HTD belt 3500 | 2022-06-17 |  | OK
9 | Octanol | E-118C | R - 110 Hot Water C. | WATER | INDUCED |  | 12 | 18 | 130 | [11 empty] | Nouvo Pignone | 5 | C | * | Klik | 77000 |  |  | OP-002 |  | Replace HTD belt 3500 | 2020-09-13 |  | OK
10 | Octanol | E-118D | R - 110 Hot Water C. | WATER | INDUCED |  | 12 | 18 | 130 | [11 empty] | Nouvo Pignone | 5 | C | * | Klik | 77000 |  |  | OP-002 |  | Replace HTD belt 3500 ,replace pulley motor | 2019-04-05 |  | OK
11 | Octanol | E-143 | TK - 141 Vent Condenser | CAT | INDUCED |  | 27.5 | 41.3 | 140 | [11 empty] | Nouvo Pignone | 5 | C | * | Klik | 63000 |  |  | OP-005 |  | Replace V-belt SPB 5000 | 2021-08-06 |  | OK
12 | Octanol | E-145A | E - 140 Condenser | ALD | INDUCED | 157.5 | 15 | 22.5 | 150 | [11 empty] | Nouvo Pignone | 5 | C | * | Klik | 210000 |  |  | OP-005 |  | Replace V-belt SPB 3550 LW ( 5pcs ) | 2021-09-15 |  | OK
13 | Octanol | E-145B | E - 140 Condenser | ALD | INDUCED | 157.5 | 15 | 22.5 | 150 | [11 empty] | Nouvo Pignone | 5 | C | * | Klik | 210000 |  |  | OP-005 |  | Replace bearing top & bottom ,22313 EK ( 2pcs ), Replace HTD belt 3500 ( 5pcs ) | 2022-04-06 |  | OK
14 | Octanol | E-145C | E - 140 Condenser | ALD | INDUCED | 157.5 | 15 | 22.5 | 150 | [11 empty] | Nouvo Pignone | 5 | C | * | Klik | 210000 |  |  | OP-005 |  | Replace bearing top & bottom ,22313 EK ( 2pcs ), replace bearing adapter H-2313 ( 1Pcs ) | 2022-02-11 |  | OK
15 | Octanol | E-145D | E - 140 Condenser | ALD | INDUCED | 157.5 | 15 | 22.5 | 150 | [11 empty] | Nouvo Pignone | 5 | C | * | Klik | 210000 |  |  | OP-005 |  | Replace bearing top & bottom ,22313 EK ( 2pcs ), Replace HTD belt 3500 ( 5pcs ) | 2022-05-10 |  | OK
16 | Octanol | E-145E | E - 140 Condenser | ALD | INDUCED | 157.5 | 15 | 22.5 | 150 | [11 empty] | Nouvo Pignone | 5 | C | * | Klik | 210000 |  |  | OP-005 |  | Replace V-belt SPB 3550 LW ( 5pcs ) | 2021-02-22 |  | OK
17 | Octanol | E-145F | E - 140 Condenser | ALD | INDUCED | 157.5 | 15 | 22.5 | 150 | [11 empty] | Nouvo Pignone | 5 | C | * | Klik | 210000 |  |  | OP-005 |  | Replace V-belt SPB 3550 LW ( 5pcs ) | 2021-08-04 |  | OK
18 | Octanol | E-165A | T - 160 Condenser | IBD | INDUCED |  | 2 | 3 | 110 | [11 empty] | Nouvo Pignone | 5 | C | * | Klik | 210000 |  |  | OP-007 |  | Replace V-belt SPB 3550 LW ( 5pcs ) | 2022-05-01 |  | OK
19 | Octanol | E-165B | T - 160 Condenser | IBD | INDUCED |  | 2 | 3 | 110 | [11 empty] | Nouvo Pignone | 5 | C | * | Klik | 210000 |  |  | OP-007 |  | Replace V-belt SPB 3550 LW ( 5pcs ) | 2021-10-02 |  | OK
20 | Octanol | E-165C | T - 160 Condenser | IBD | INDUCED |  | 2 | 3 | 110 | [11 empty] | Nouvo Pignone | 5 | C | * | Klik | 210000 |  |  | OP-007 |  | Replace V-belt SPB 3550 LW ( 5pcs ), check deflexi | 2018-12-22 |  | OK
21 | Octanol | E-165D | T - 160 Condenser | IBD | INDUCED |  | 2 | 3 | 110 | [11 empty] | Nouvo Pignone | 5 | C | * | Klik | 210000 |  |  | OP-007 |  | Replace V-belt SPB 3550 LW ( 5pcs ) | 2020-06-20 |  | OK
22 | Octanol | E-165E | T - 160 Condenser | IBD | INDUCED |  | 2 | 3 | 110 | [11 empty] | Nouvo Pignone | 5 | C | * | Klik | 210000 |  |  | OP-007 |  | Replace V-belt SPB 3550 LW ( 5pcs ) | 2022-05-11 |  | OK
23 | Octanol | E-165F | T - 160 Condenser | IBD | INDUCED |  | 2 | 3 | 110 | [11 empty] | Nouvo Pignone | 5 | C | * | Klik | 210000 |  |  | OP-007 |  | Replace V-belt SPB 3550 LW ( 5pcs ) | 2020-06-21 |  | OK
24 | Octanol | E-165G | T - 160 Condenser | IBD | INDUCED |  | 2 | 3 | 110 | [11 empty] | Nouvo Pignone | 5 | C | * | Klik | 210000 |  |  | OP-007 |  | Check deflexi sebelum nya 10 deg, setelah inspect 17 deg | 2018-12-22 |  | OK
25 | Octanol | E-165H | T - 160 Condenser | IBD | INDUCED |  | 2 | 3 | 110 | [11 empty] | Nouvo Pignone | 5 | C | * | Klik | 210000 |  |  | OP-007 |  | Replace V-belt SPB 3550 LW ( 5pcs ) | 2020-03-27 |  | OK
26 | Octanol | E-165I | T - 160 Condenser | IBD | INDUCED |  | 2 | 3 | 110 | [11 empty] | Nouvo Pignone | 5 | C | * | Klik | 210000 |  |  | OP-007 |  | Replace bearing housing top & bottom FY65 TF ( 2pcs ), Replace V-belt SPB 3550 LW ( 5pcs ) | 2020-02-17 |  | OK
27 | Octanol | E-165J | T - 160 Condenser | IBD | INDUCED |  | 2 | 3 | 110 | [11 empty] | Nouvo Pignone | 5 | C | * | Klik | 210000 |  |  | OP-007 |  | Replace bearing housing top & bottom FY65 TF ( 2pcs ), Replace V-belt SPB 3550 LW ( 5pcs ) | 2020-02-14 |  | OK
28 | Octanol | E-175 | T - 170 Air Fin Cooler | IBD | INDUCED |  | 2 | 3 | 110 | [11 empty] | Berkah Mekatek Jaya | 5 | C | * | Klik | 78000 | 2022-06-15 | New motor & pulley belt, bundle use existing |  |  | New equipment T-170 | 2022-06-15
29 | Octanol | E-414A | R - 410 Solvent Cooler | 2EH | INDUCED | 2331.82 | 3.8 | 5.7 | 150 | [11 empty] | Nouvo Pignone | 125 | C,S,E | *** | Klik | 72800 |  |  | OP15 |  | Replace V-belt SPB 3750 LW ( 3 pcs ) | 2021-08-06 |  | OK
30 | Octanol | E-414B | R - 410 Solvent Cooler | 2EH | INDUCED | 2331.82 | 3.8 | 5.7 | 150 | [11 empty] | Nouvo Pignone | 125 | C,S,E | *** | Klik | 72800 |  |  | OP15 |  | Replace V-belt SPB 3750 LW ( 3 pcs ) | 2019-04-27 |  | OK
31 | Octanol | E-418A | Recycle H2 Cooler | H2 | INDUCED | 3238.51 | 45 | 67.5 | 250 | N/A | 0 | UT & PT | 3430 | 9294 | A240 TP304 | Al SB214 6060 | A249 TP304 | A182 F316 | A36 | ASME VIII DIV 1 | Berkah Mekatek Jaya | 125 | C,S,E | *** | Klik | 121000 | 2023-02-09 | Replace tube bundle only | OP19 | OP-013 | New Tube Bundle E-418 A | 2023-02-09 | Replace bundle E-418AB E-425AB, E-625AB | OK
32 | Octanol | E-418B | Recycle H2 Cooler | H2 | INDUCED | 3238.51 | 45 | 67.5 | 250 | N/A | 0 | UT & PT | 3430 | 9294 | A240 TP304 | Al SB214 6060 | A249 TP304 | A182 F316 | A36 | ASME VIII DIV 1 | Berkah Mekatek Jaya | 125 | C,S,E | *** | Klik | 121000 | 2023-02-09 | Replace tube bundle only | OP19 | OP-013 | New Tube Bundle E-418 A | 2023-02-09 | Replace bundle E-418AB E-425AB, E-625AB | OK
33 | Octanol | E-425A | T - 420 Sub Condenser | 2EH | INDUCED | 2014.6 | 2 | 3.3 | 115 | N/A | 0 | UT & PT | 2246 | 9344 | A240 TP304 | Al SB214 6060 | A249 TP304 | A182 F316 | A36 | ASME VIII DIV 1 | Berkah Mekatek Jaya | 125 | C,S,E | *** | Klik | 91000 | 2023-02-09 | Replace tube bundle only | OP-015 |  | New Tube Bundle E-425 A | 2023-02-09 | Replace bundle E-418AB E-425AB, E-625AB | OK
34 | Octanol | E-425B | T - 420 Sub Condenser | 2EH | INDUCED | 2014.6 | 2 | 3.3 | 115 | N/A | 0 | UT & PT | 2246 | 9344 | A240 TP304 | Al SB214 6060 | A249 TP304 | A182 F316 | A36 | ASME VIII DIV 1 | Berkah Mekatek Jaya | 125 | C,S,E | *** | Klik | 91000 | 2023-02-09 | Replace tube bundle only | OP-015 |  | New Tube Bundle E-425 B | 2023-02-09 | Replace bundle E-418AB E-425AB, E-625AB | OK
35 | Octanol | E-437A | T - 430 Distillate Cooler | 2EH | INDUCED |  | 7.2 | 10.8 | 110 | [11 empty] | Nouvo Pignone | 125 | C,S,E | *** | Klik | 33600 |  |  | OP-016 |  | Replace bearing top & bottom ,22313 EK , replace bearing adapter H-2313, Replace Rubber coupling ( 12.5x33x29 ) | 2020-01-28 |  | OK
36 | Octanol | E-437B | T - 430 Distillate Cooler | 2EH | INDUCED |  | 7.2 | 10.8 | 110 | [11 empty] | Nouvo Pignone | 125 | C,S,E | *** | Klik | 33600 |  |  | OP-016 |  | Replace bearing top & bottom ,22313 EK , replace bearing adapter H-2313, Replace sanp ring ID. 12.5 | 2020-01-28 |  | OK
37 | Octanol | E-437C | T - 430 Distillate Cooler | 2EH | INDUCED |  | 7.2 | 10.8 | 110 | [11 empty] | Nouvo Pignone | 125 | C,S,E | *** | Klik | 33600 |  |  | OP-016 |  | Replace bolt and rubber coupling | 2022-08-10 |  | OK
38 | Octanol | E-525A | T - 520 Condenser | NBA | INDUCED |  | 2 | 3 | 150 | [11 empty] | Nouvo Pignone | 5 | C | * | Klik | 47600 |  |  | OP-020 |  | Replace bearing top & bottom Roller Bearing 22313 EK (2 pcs), Fan Shaft Bearing /Adaptor sleeve H-2313 ( 560 3373803) (2 pcs), replace Rubber Coupling (flexible Shaft Coupling) | 2020-02-10 |  | OK
39 | Octanol | E-525B | T - 520 Condenser | NBA | INDUCED |  | 2 | 3 | 150 | [11 empty] | Nouvo Pignone | 5 | C | * | Klik | 47600 |  |  | OP-020 |  | Replace bearing top & bottom Roller Bearing 22313 EK (2 pcs), Fan Shaft Bearing /Adaptor sleeve H-2313 ( 560 3373803) (2 pcs), Snap ring S-62 (ID 58 x 2.15mm) | 2020-03-02 |  | OK
40 | Octanol | E-525C | T - 520 Condenser | NBA | INDUCED |  | 2 | 3 | 150 | [11 empty] | Nouvo Pignone | 5 | C | * | Klik | 47600 |  |  | OP-020 |  | Inspect blade inclination, bearing top & bottom, tightening bolt | 2019-01-25 |  | OK
41 | Octanol | E-535A | T - 530 Condenser | NBA | INDUCED |  | 2 | 3 | 130 | [11 empty] | Nouvo Pignone | 5 | C | * | Klik | 39200 |  |  | OP21 |  | Replace bearing top & bottom Roller Bearing 22313 EK (2 pcs), Adaptor sleeve H-2313 ( 560 3373803) (2 pcs), inspect shaft & blade | 2020-03-09 |  | OK
42 | Octanol | E-535B | T - 530 Condenser | NBA | INDUCED |  | 2 | 3 | 130 | [11 empty] | Nouvo Pignone | 5 | C | * | Klik | 39200 |  |  | OP21 |  | Inspect blade inclination 21 deg, bearing top & bottom, tightening bolt | 2019-01-25 |  | OK
43 | Octanol | E-535C | T - 530 Condenser | NBA | INDUCED |  | 2 | 3 | 130 | [11 empty] | Nouvo Pignone | 5 | C | * | Klik | 39200 |  |  | OP21 |  | Replace bearing top & bottom Roller Bearing 22313 EK (2 pcs), Adaptor sleeve H-2313 ( 560 3373803) (2 pcs), inspect shaft & blade | 2020-03-16 |  | OK
44 | Octanol | E-625A | T - 620 Condenser | IBA | INDUCED | 4796.87 | 2 | 3.3 | 110 | N/A | 0 | UT & PT | 3380 | 9294 | A240 TP304 | Al SB214 6060 | A249 TP304 | A182 F316 | A36 | ASME VIII DIV 1 | Berkah Mekatek Jaya | 125 | C,S,E | *** | Klik | 135000 | 2023-02-09 | Replace tube bundle only | OP-025 |  | New Tube Bundle E-625 A | 2023-02-09 | Replace bundle E-418AB E-425AB, E-625AB, Revitalitation pitch control E-625 | OK
45 | Octanol | E-625B | T - 620 Condenser | IBA | INDUCED | 4796.87 | 2 | 3.3 | 110 | N/A | 0 | UT & PT | 3380 | 9294 | A240 TP304 | Al SB214 6060 | A249 TP304 | A182 F316 | A36 | ASME VIII DIV 1 | Berkah Mekatek Jaya | 125 | C,S,E | *** | Klik | 135000 | 2023-02-09 | Replace tube bundle only | OP-025 |  | New Tube Bundle E-625 B | 2023-02-09 | Replace bundle E-418AB E-425AB, E-625AB, Revitalitation pitch control E-625 | OK
46 | Utility | E-922A | D - 922 Vent Condenser | STEAM CONDENSATE | INDUCED |  | 2.38 FV | 3.4 | 130 | [11 empty] | Nouvo Pignone | 5 | C | * | Klik | 97000 | 2007-12-26 |  | U15 |  | Replce v-belt 2800 ( 2pcs ) | 2022-07-11 |  | OK
47 | Utility | E-922B | D - 922 Vent Condenser | STEAM CONDENSATE | INDUCED |  | 2.38 FV | 3.4 | 130 | [11 empty] | Nouvo Pignone | 5 | C | * | Klik | 97000 | 2007-12-26 |  | U15 |  | Replace pulley motor ,Replace V belt 2800 ( 5pcs ) | 2022-04-12 |  | OK
Total | [25 empty] | 6043800
Note :
Total Equipment |  |  | 47 | [25 empty] | 46 |  | 47
PON
PON
Menu

## 45
|  |  | EQUIPMENT LIST | [9 empty] | Document No. |  | : MNTC-ME
[13 empty] | Revision |  | : 0
[13 empty] | Date of issue |  | : 2023
PT. PETRO OXO NUSANTARA | [12 empty] | Page |  | : 1 of 1
STATIC MIXER
No | TAG No. | Description | Fluid | Type | Design condition | [5 empty] | Category |  | Complex Grade | Spare | Price | Installation | Remark |  |  |  | 2027-12-31
[5 empty] | Flow rate (M3/h ) | Design. Pres ( Kg./Cm3G ) | Design. Temp ( 0C ) | visco ( cP ) | velocity ( cm/Sec | Manufacture | Score | Grade |  | Part | USD | Date |  |  | History | Date | Rekomendasi S/D 2027 | EaMS update
1 | LM-024 |  | - | 1-N10-332-2 | 2926 | 15 | 100 | 1.744 | 140 |  |  |  |  | Klik |  |  |  | OP-001
2 | Z-820 |  | Back wash | 11/2"-N10-331-2 | 5.2 | 2 | 50 | 0.722 | 108 |  |  |  |  | Klik
3 | Z-822 |  | Sludge water | 1"-N10-331-2 | 2 | 2 | 50 | 10 | 107 |  |  |  |  | Klik
4 | LM-118 |  | MPS | SME-M250-2 ( 300 LB ) | 5984 | 18 | 215 | 0.016 | 198 |  |  |  |  | Klik
5 | LM-232 |  | IPA | C38-6-2 ( 3/4) | 8.8 | 2 | 50 | 1.357 | 55.7 |  |  |  |  | Klik
6 | LM-411 |  | P ( EPA ) | 6-N10-331-2 | 54667 | 7.1 | 110 | 4.623 | 137 |  |  |  |  | Klik | [7 empty] | OK
7 | LM-511 |  | P ( EPA ) | 3-N10-331-2 | 14932 | 6 | 50 | 1.76 | 129 |  |  |  |  | Klik
8 | LM-611 |  | P ( EPA ) | 21/2"-N10-331-2 | 9844 | 5.7 | 60 | 2.03 | 130 |  |  |  |  | Klik
9 | LM-102 |  | - | 4-N10-331-2 ( 300 LB ) | 13046 | 45 | 60 | 0.08 | 95 |  |  |  |  | Klik |  |  |  | OP-002
OP-010
OP-013
OP-019
Total |  |  | 9 | [14 empty] | 5 | 0
[18 empty] | 55.56% | 0%
PON
Menu

## 44
|  |  | EQUIPMENT LIST | [10 empty] | Document No. |  | : MNTC-ME
[14 empty] | Revision |  | : 0
[14 empty] | Date of issue |  | : 2023
PT. PETRO OXO NUSANTARA | [13 empty] | Page |  | : 1 of 1
STRAINER
No | TAG No. | Description | Fluid | Model | Design condition | [6 empty] | Category |  | Complex Grade | Spare | Price | Installation | Remark |  |  |  | 2027-12-31
[5 empty] | Mesh | Flow rate (M3/h ) | Density (kg/M3 ) | Design. Pres ( Kg./Cm3G ) | Design. Temp ( 0C ) | Class | Manufacture | Score | Grade |  | Part | USD | Date |  |  | History | Date | Rekomendasi S/D 2027 | EaMS update
1 | BS-104 |  | PPY |  | 40 | 11.86 | 464 | 28 | 50 | BG3A |  |  |  |  | Klik |  |  |  | OP-001 |  |  |  | OK
2 | BS-101 |  | PPY |  | 40 | 29 | 464 | 28 | 150 | BG3A |  |  |  |  | Klik |  |  |  | OP-001 |  |  |  | OK
3 | YS-852A | S-853 | [12 empty] | Klik |  |  |  | U13
4 | BS-103 |  | TOL |  | 40 | 7.26 | 843 | 6.75 | 50 | AS1A |  |  |  |  | Klik |  |  |  | OP-002 |  |  |  | OK
5 | BS-102 |  | Catalyst |  | 60 | 0.01 | 886 | 23 | 130 | BS1A |  |  |  |  | Klik |  |  |  | OP-002 |  |  |  | OK
6 | YS-102 |  | Catalyst |  | 40 | 0.01 | 886 | 2 | 50 | AG1C |  |  |  |  | Klik |  |  |  | OP-002 |  |  |  | OK
7 | TS-112 |  | Oxo gas |  | 40 | 30 | 32 | 23 | 50 | BS1A |  |  |  |  | Klik |  |  |  | OP-002 |  |  |  | OK
8 | YS-852B | S-853 | [12 empty] | Klik |  |  |  | U13
9 | YS-110 |  | P ( EPA ) |  | 60 | .- | 780 | 25 | 150 | BS1A |  |  |  |  | Klik |  |  |  | OP-002 |  |  |  | OK
10 | TS-121A |  | P ( EPA ) |  | 40 | 133 | 780 | 23 | 130 | BS1A |  |  |  |  | Klik |  |  |  | OP-002 |  |  |  | OK
11 | TS-121B |  | P ( EPA ) |  | 40 | 133 | 780 | 23 | 130 | BS1A |  |  |  |  | Klik |  |  |  | OP-002 |  |  |  | OK
12 | YS-021A |  | Mea Solution |  | 40 | 68.3 | 981 | 6.7 | 170 | AG1C |  |  |  |  | Klik |  |  |  | S8 |  |  |  | OK
13 | TS-118A |  | Hot Water |  | 40 | 561 | 980 | 4.8 | 130 | BS1A |  |  |  |  | Klik |  |  |  | OP-002 |  |  |  | OK
14 | YS-021B |  | Mea Solution |  | 40 | 68.3 | 981 | 6.7 | 170 | AG1C |  |  |  |  | Klik |  |  |  | S8 |  |  |  | OK
15 | TS-142A |  | P ( EPA ) |  | 40 | 89 | 880 | 2 | 140 | AS1A |  |  |  |  | Klik |  |  |  | OP-005 |  |  |  | OK
16 | TS-142B |  | P ( EPA ) |  | 40 | 89 | 880 | 2 | 140 | AS1A |  |  |  |  | Klik |  |  |  | OP-005 |  |  |  | OK
17 | TS-145A |  | P ( EPA ) |  | 40 | 89 | 760 | 2 | 50 | AS1A |  |  |  |  | Klik |  |  |  | OP-005 |  |  |  | OK
18 | TS-145B |  | P ( EPA ) |  | 40 | 89 | 760 | 2 | 50 | AS1A |  |  |  |  | Klik |  |  |  | OP-005 |  |  |  | OK
19 | TS-162A |  | P ( EPA ) |  | 40 | 552 | 710 | 2 | 110 | AS1A |  |  |  |  | Klik |  |  |  | OP-007 |  |  |  | OK
20 | TS-162B |  | P ( EPA ) |  | 40 | 552 | 710 | 2 | 110 | AS1A |  |  |  |  | Klik |  |  |  | OP-007 |  |  |  | OK
21 | TS-163 |  | P ( EPA ) |  | 40 | 535 | 710 | 2 | 110 | AS1A |  |  |  |  | Klik |  |  |  | OP-007 |  |  |  | OK
22 | TS-165A |  | P ( EPA ) |  | 40 | 78 | 750 | 2 | 60 | AS1A |  |  |  |  | Klik |  |  |  | OP-007 |  |  |  | OK
23 | TS-165B |  | P ( EPA ) |  | 40 | 78 | 750 | 2 | 60 | AS1A |  |  |  |  | Klik |  |  |  | OP-007 |  |  |  | OK
24 | TS-212 |  | P ( EPA ) |  | 40 | 51 | 960 | 2 | 140 | AS1B |  |  |  |  | Klik |  |  |  | OP-008 |  |  |  | OK
25 | TS-215 |  | P ( EPA ) |  | 40 | 2 | 840 | 2 | 50 | AS1B |  |  |  |  | Klik |  |  |  | OP-008 |  |  |  | OK
26 | TS-222 |  | P ( EPA ) |  | 40 | 10 | 843 | 2 | 170 | AS1A |  |  |  |  | Klik |  |  |  | OP-009 |  |  |  | OK
27 | TS-225 |  | P ( EPA ) |  | 40 | 2.2 | 980 | 2 | 50 | AS1B |  |  |  |  | Klik |  |  |  | OP-009 |  |  |  | OK
28 | TS-226 |  | P ( EPA ) |  | 40 | 2.2 | 980 | 2 | 50 | AS1B |  |  |  |  | Klik |  |  |  | OP-009 |  |  |  | OK
29 | YS-225A |  | MPS |  | 40 | .- | .- | 18 | 215 | BG4A |  |  |  |  | Klik |  |  |  | OP-009
30 | YS-225B |  | MPS |  | 40 | .- | .- | 18 | 215 | BG4A |  |  |  |  | Klik |  |  |  | OP-009
31 | TS-237 |  | IPA |  | 40 | 2.2 | 780 | 2 | 50 | AS1A |  |  |  |  | Klik |  |  |  | OP-010 |  |  |  | OK
32 | YS-233 |  | P ( EPA ) |  | 40 | 0.19 | 842 | 2 | 50 | AS1A |  |  |  |  | Klik |  |  |  | OP-010 |  |  |  | OK
33 | YS-231 |  | P ( EPA ) |  | 40 | 0.052 | 980 | 5 | 170 | AS1A |  |  |  |  | Klik |  |  |  | OP-010 |  |  |  | OK
34 | TS-243 |  | P ( EPA ) |  | 40 | 1.84 | 860 | 2 | 50 | AS1A |  |  |  |  | Klik |  |  |  | OP-010 |  |  |  | OK
35 | TS-251 |  | P ( EPA ) |  | 40 | 1.406 | 916 | 2 | 50 | AS1A |  |  |  |  | Klik |  |  |  | OP-010 |  |  |  | OK
36 | TS-252 |  | P ( EPA ) |  | 40 | 26.29 | 1000 | 2 | 160 | AS1A |  |  |  |  | Klik |  |  |  | OP-010 |  |  |  | OK
37 | TS-255 |  | P ( EPA ) |  | 40 | 1.485 | 840 | 2 | 50 | AS1A |  |  |  |  | Klik |  |  |  | OP-010 |  |  |  | OK
38 | TS-312A |  | P ( EPA ) |  | 40 | 22.2 | 938 | 2 | 105 | AS1A |  |  |  |  | Klik |  |  |  | OP-011 |  |  |  | OK
39 | TS-312B |  | P ( EPA ) |  | 40 | 22.2 | 938 | 2 | 105 | AS1A |  |  |  |  | Klik |  |  |  | OP-011 |  |  |  | OK
40 | TS-321A |  | P ( EPA ) |  | 40 | 22.61 | 798 | 2 | 105 | AS1A |  |  |  |  | Klik |  |  |  | OP-011 |  |  |  | OK
41 | TS-321B |  | P ( EPA ) |  | 40 | 22.61 | 798 | 2 | 105 | AS1A |  |  |  |  | Klik |  |  |  | OP-011 |  |  |  | OK
42 | TS-322A |  | P ( EPA ) |  | 40 | 319.5 | 840 | 2 | 170 | AS1B |  |  |  |  | Klik |  |  |  | OP-012 |  |  |  | OK
43 | TS-322B |  | P ( EPA ) |  | 40 | 319.5 | 840 | 2 | 170 | AS1B |  |  |  |  | Klik |  |  |  | OP-012 |  |  |  | OK
44 | TS-326A |  | P ( EPA ) |  | 40 | 1.357 | 980 | 2 | 50 | AS1B |  |  |  |  | Klik |  |  |  | OP-012 |  |  |  | OK
45 | TS-326B |  | P ( EPA ) |  | 40 | 1.357 | 980 | 2 | 50 | AS1B |  |  |  |  | Klik |  |  |  | OP-012 |  |  |  | OK
46 | TS-325A |  | P ( EPA ) |  | 40 | 19.82 | 840 | 2 | 50 | AS1B |  |  |  |  | Klik |  |  |  | OP-012 |  |  |  | OK
47 | TS-325B |  | P ( EPA ) |  | 40 | 19.82 | 840 | 2 | 50 | AS1B |  |  |  |  | Klik |  |  |  | OP-012 |  |  |  | OK
48 | YS-225A |  | P ( EPA ) |  | 40 | 2.2 | 860 | 2 | 50 | AS1B |  |  |  |  | Klik |  |  |  | OP-012
49 | YS-225B |  | P ( EPA ) |  | 40 | 2.2 | 860 | 2 | 50 | AS1B |  |  |  |  | Klik |  |  |  | OP-012
50 | TS-411A |  | P ( EPA ) |  | 40 | 85.6 | 799 | 4.6 | 110 | AS1A |  |  |  |  | Klik |  |  |  | OP-013 |  |  |  | OK
51 | TS-411B |  | P ( EPA ) |  | 40 | 85.6 | 799 | 4.6 | 110 | AS1A |  |  |  |  | Klik |  |  |  | OP-013 |  |  |  | OK
52 | BS-410 |  | P ( EPA ) |  | 20 | 93.3 | 718 | 45 | 250 | DS1A |  |  |  |  | Klik |  |  |  | OP-013 |  |  |  | OK
53 | TS-422A |  | P ( EPA ) |  | 40 | 66.8 | 720 | 2 | 150 | AS1B |  |  |  |  | Klik |  |  |  | OP-015 |  |  |  | OK
54 | TS-422B |  | P ( EPA ) |  | 40 | 66.8 | 720 | 2 | 150 | AS1B |  |  |  |  | Klik |  |  |  | OP-015 |  |  |  | OK
55 | TS-426A |  | P ( EPA ) |  | 40 | 1.31 | 970 | 2 | 50 | AS1B |  |  |  |  | Klik |  |  |  | OP-015 |  |  |  | OK
56 | TS-426B |  | P ( EPA ) |  | 40 | 1.31 | 970 | 2 | 50 | AS1B |  |  |  |  | Klik |  |  |  | OP-015 |  |  |  | OK
57 | TS-425A |  | P ( EPA ) |  | 40 | 5.79 | 830 | 2 | 50 | AS1NB |  |  |  |  | Klik |  |  |  | OP-015 |  |  |  | OK
58 | TS-425B |  | P ( EPA ) |  | 40 | 5.79 | 830 | 2 | 50 | AS1NB |  |  |  |  | Klik |  |  |  | OP-015 |  |  |  | OK
59 | TS-432 |  | P ( EPA ) |  | 40 | 27.7 | 720 | 2 | 150 | AS1B |  |  |  |  | Klik |  |  |  | OP-016 |  |  |  | OK
60 | TS-435A |  | P ( EPA ) |  | 40 | 28.1 | 760 | 2 | 110 | AS1B |  |  |  |  | Klik |  |  |  | OP-016 |  |  |  | OK
61 | TS-435B |  | P ( EPA ) |  | 40 | 28.1 | 760 | 2 | 110 | AS1B |  |  |  |  | Klik |  |  |  | OP-016 |  |  |  | OK
62 | BS-437 |  | P ( EPA ) |  | 40 | 15.4 | 811 | 7.2 | 50 | AG1E |  |  |  |  | Klik |  |  |  | OP-016 |  |  |  | OK
Total |  |  | 62 | [15 empty] | 62 | 0
[19 empty] | 100% | 0%
PON
PON
Menu

## 43
|  |  | EQUIPMENT LIST | [7 empty] | Document No. |  | : MNTC-ME
[11 empty] | Revision |  | : 0
[11 empty] | Date of issue |  | : 2023
PT. PETRO OXO NUSANTARA | [10 empty] | Page |  | : 1 of 1
STEAM TRAP
No | TAG No. | Description | Fluid | Model | service condition |  |  |  | Category |  | Complex Grade | Spare | Price | Installation | Remark |  |  |  | 2027-12-31
[5 empty] | Max pres kg/Cm2G | Hydrotest press Kg/Cm2G | Temp 0C | Manufacture | Score | Grade |  | Part | USD | Date |  |  | History | Date | Rekomendasi S/D 2027 | EaMS update
1 | ST-101 | TLV free float steam trap | HWS/PPY | JH8X-4 | 6172 | 6 | 200 | TLV Co.LTD
2 | ST-102 | TLV free float steam trap | HWS/PPY | JH5X | 404 | 18 | 240 | TLV Co.LTD |  |  |  | Klik |  |  |  | OP-004
3 | ST-121 | TLV free float steam trap | LPS/ALD CAT | JH5X | 505 | 6 | 240 | TLV Co.LTD |  |  |  | Klik |  |  |  | OP-005
4 | ST-142 | TLV free float steam trap | MPS/CAT | JH15-21 | 12593 | 18 | 425 | TLV Co.LTD |  |  |  | Klik |  |  |  | OP-008
5 | ST-212 | TLV free float steam trap | MPS/CAT | JH3X | 288 | 18 | 200 | TLV Co.LTD |  |  |  | Klik |  |  |  | OP-009 |  |  |  | OK
6 | ST-222 | TLV free float steam trap | MPS/CAT | JH3X | 208 | 18 | 215 | TLV Co.LTD |  |  |  | Klik |  |  |  | OP-010 |  |  |  | OK
7 | ST-252 | TLV free float steam trap | MPS/CAT | JH3X | 82 | 18 | 200 | TLV Co.LTD |  |  |  | Klik |  |  |  | OP-011 |  |  |  | OK
8 | ST-311 | TLV free float steam trap | LPS | JH5X | 500 | 6 | 215 | TLV Co.LTD |  |  |  | Klik |  |  |  | OP-012
9 | ST-322 | TLV free float steam trap | MPS/EPA | JH7X, 5 | 3196 | 18 | 215 | TLV Co.LTD
10 | ST-411 | TLV free float steam trap | MPS/EPA | JH7X, 5 | 2450 | 18 | 215 | TLV Co.LTD |  |  |  | Klik |  |  |  | OP-015
11 | ST-422 | TLV free float steam trap | MPS/2EH | JH7X, 5 | 2129 | 18 | 215 | TLV Co.LTD |  |  |  | Klik |  |  |  | OP-016
12 | ST-432 | TLV free float steam trap | MPS/2EH | JH7X, 5 | 4034 | 18 | 215 | TLV Co.LTD
13 | ST-442 | TLV free float steam trap | MPS/2EHHE | JH7X | 593 | 18 | 215 | TLV Co.LTD
14 | ST-452 | TLV free float steam trap | MPS/2EHLE | JH7X | 744 | 18 | 215 | TLV Co.LTD |  |  |  | Klik |  |  |  | OP-019
15 | ST-511 | TLV free float steam trap | MPS(CWS)/NBD | JH7X | 730 | 18 | 215 | TLV Co.LTD
16 | ST-522 | TLV free float steam trap | LPS/NBA | JH7X | 1216 | 6 | 200 | TLV Co.LTD
17 | ST-532 | TLV free float steam trap | NBA/RWS | JH7X | 1389 | 6 | 200 | TLV Co.LTD |  |  |  | Klik |  |  |  | OP-022 | Replace steam trap 3/4" #300 | 2011-07-19
18 | ST-542 | TLV free float steam trap | MPS/NBAHE | JH3X | 288 | 18 | 215 | TLV Co.LTD | [11 empty] | OK
19 | ST-552 | TLV free float steam trap | LPS/NBALE | JH5X | 481 | 6 | 200 | TLV Co.LTD
20 | ST-611 | TLV free float steam trap | MPS/IBD | JH7X | 670 | 18 | 215 | TLV Co.LTD
21 | ST-622 | TLV free float steam trap | MPS/IBD | JH7X,5X-5 | 3491 | 6 | 200 | TLV Co.LTD
22 | ST-632 | TLV free float steam trap | LPS/IBA | JH7X | 1681 | 6 | 240 | TLV Co.LTD
23 | ST-642 | TLV free float steam trap | MPS/IBAHE | JH5X | 328 | 18 | 240 | TLV Co.LTD
24 | ST-851 | TLV free float steam trap | NaOH Solution/LP Steam | JH7X | 1700 | 6 | 150 | TLV Co.LTD
25 | ST-921 | TLV free float steam trap | MPS | P46SR | 150 | 6 | 152 | TLV Co.LTD
26 | ST-922 | TLV free float steam trap | LPS | P46SR | 150 | 18 | 215 | TLV Co.LTD
27 | ST-982 | TLV free float steam trap | LPS/WWT | JH7X | 1500 | 6 | 200 | TLV Co.LTD
Total |  |  | 27 | [12 empty] | 11 | 1
[16 empty] | 40.74% | 3.704%
PON
Menu

## 42
|  |  | EQUIPMENT LIST |  |  |  | Document No. |  | : MNTC-ME
[7 empty] | Revision |  | : 0
[7 empty] | Date of issue |  | : 2023
PT. PETRO OXO NUSANTARA | [6 empty] | Page |  | :
SAFETY VALVE
2027-12-31
NO |  | NO. SV | NO. ALAT | SET POINT | UKURAN | ANSI |  | Category |  | Complex Grade | Spare | Price | Installation | Remark |  | History | Date | Rekomendasi S/D 2027 |  | EaMS update
[7 empty] | Manufacture | Score | Grade |  | Part | USD | Date
I. | OCTANOL PLANT
| 1 | SV-1051 | 4" - Ppy 1002 | 28 kg/cm2G | 1.5" x 2.5" | 300x150 |  |  |  |  | Klik |  |  |  | OP-001 | Recertification safety valve | 2023-01-31 |  |  | OK
| 2 | SV-1052 | R-102 | 28 kg/cm2G | 1.5" x 2.5" | 300x150 |  |  |  |  | Klik |  |  |  | OP-001 | Recertification safety valve | 2023-01-28 |  |  | OK
| 3 | SV-1053 | D-101` | 28 kg/cm2G | 1.5" x 2.5" | 300x150 |  |  |  |  | Klik |  |  |  | OP-001 | Recertification safety valve | 2022-07-23 | Plan replace spring SV next recertification in 2027 |  | OK
| 4 | SV-1054 | 4" - Ppy 1001 | 28 kg/cm2G | 1.5" x 2.5" | 300x300 |  |  |  |  | Klik |  |  |  | OP-001 | Recertification safety valve | 2023-01-28 | Recertification (Repair & Resetting) |  | OK
| 5 | SV-1151 | S 115 | 23 kg/cm2G | 1.5" x 2" | 300x150 |  |  |  |  | Klik |  |  |  | OP-002 | Recertification safety valve | 2023-01-31 |  |  | OK
| 6 | SV-1152 | D-118 | 4.8 kg/cm2G | 4" x 6" | 150x150 |  |  |  |  | Klik |  |  |  | OP-002 | Recertification safety valve | 2023-01-23 |  |  | OK
| 7 | SV-1351 | D-135 | 23 kg/cm2G | 1.5" x 2.5" | 300x150 |  |  |  |  | Klik |  |  |  | OP-003 | Recertification safety valve | 2023-01-31 |  |  | OK
| 8 | SV-1251 | 6" - P-1203 | 23 kg/cm2G | 1.5" x 2" | 300x150 |  |  |  |  | Klik |  |  |  | OP-004 | Recertification safety valve | 2023-01-31 |  |  | OK
| 9 | SV-1252 | D-122 | 6.3 kg/cm2G | 4" x 6" | 150x150 |  |  |  |  | Klik |  |  |  | OP-004 | Recertification safety valve | 2023-02-01 |  |  | OK
| 10 | SV-1451 | 6" - P-1412 | 2 kg/cm2G | 4" x 6" | 150x150 |  |  |  |  | Klik |  |  |  | OP-005 | Recertification safety valve | 2022-07-21 |  |  | OK
| 11 | SV-1551 | 6" - P-1501 | 2 kg/cm2G | 1.5" x 3" | 150x150 |  |  |  |  | Klik |  |  |  | OP-006 | Recertification safety valve | 2023-01-28 |  |  | OK
| 12 | SV-1651 | 8" - P-1622 | 2.0 kg/cm2G | 4" x 6" | 150x150 |  |  |  |  | Klik |  |  |  | OP-007 | Recertification safety valve | 2023-01-31 | Recertification (Repair & Resetting) |  | OK
| 13 | SV-2151 | 3" - P-2103 | 5 kg/cm2G | 1.5" x 2.5" | 150x150 |  |  |  |  | Klik |  |  |  | OP-008 | Recertification safety valve | 2023-02-02 |  |  | OK
| 14 | SV-2251 | 3" - P-2221 | 2 kg/cm2G | 3" x 4" | 150x150 |  |  |  |  | Klik |  |  |  | OP-009 | Recertification safety valve | 2023-01-28 | Recertification (Repair & Resetting) |  | OK
| 15 | SV-2252 | 3" - P-2203 | 5 kg/cm2G | 1.5" x 2.5" | 150x150 |  |  |  |  | Klik |  |  |  | OP-009 | Recertification safety valve | 2023-02-02 |  |  | OK
| 16 | SV-2351 | D-230 | 25 kg/cm2G | 1" x 2" | 300x150 |  |  |  |  | Klik |  |  |  | OP-010 | Recertification safety valve | 2023-01-31 |  |  | OK
| 17 | SV-2551 | 2" - P-2505 | 5 kg/cm2G | 1" x 2" | 150x150 |  |  |  |  | Klik |  |  |  | OP-010 | Recertification safety valve | 2023-01-23 | Recertification (Repair & Resetting) |  | OK
| 18 | SV-4151 | 8" - GHY-4116 | 45 kg/cm2G | 1" x 2" | 600x150 |  |  |  |  | Klik |  |  |  | OP-013 | Recertification safety valve | 2023-02-01 | Recertification (Repair & Resetting) |  | OK
| 19 | SV-4151 B | 8" - GHY-4116 | 45 kg/cm2G | 1" x 2" | 600x150 |  |  |  |  | Klik |  | 2022-12-10 |  |  | New equipment of R-410 B | 2022-12-10 |  |  | OK
| 20 | SV-4152 | D-412 | 6.3 kg/cm2G | 6" x 8" | 150x150 |  |  |  |  | Klik |  |  |  | OP-013 | Recertification safety valve | 2023-02-02 |  |  | OK
| 21 | SV-4152 B | D-412 B | 6.3 kg/cm2G | [6 empty] | Klik |  |  |  |  | New equipment of R-410 B |  |  |  | OK
| 22 | SV-4153 | 2" - P-4122 | 4.6 kg/cm2G | 3" x 4" | 150x150 |  |  |  |  | Klik |  |  |  | OP-013 | Recertification safety valve | 2022-07-21 |  |  | OK
| 23 | SV-4153 B | 2" - P-4122 | 4.6 kg/cm2G | [6 empty] | Klik |  |  |  |  | New equipment of R-410 B |  |  |  | OK
| 24 | SV-5151 | 11/2" - GHY-5109 | 45 kg/cm2G | 1" x 2" | 600x150 |  |  |  |  | Klik |  |  |  | OP19 | Recertification safety valve | 2023-02-02 | Recertification (Repair & Resetting) |  | OK
| 25 | SV-5151 B | 11/2" - GHY-5109 | 45.5 kg/cm2G | 1" x 2" | 600x150 |  |  |  |  | Klik |  | 2022-12-10 |  |  | New equipment of R-510 B | 2022-12-10 |  |  | OK
| 26 | SV-5152 | D-512 | 6.3 kg/cm2G | 3" x 4" | 150x150 |  |  |  |  | Klik |  |  |  | OP19 | Recertification safety valve | 2022-07-23 |  |  | OK
| 27 | SV-5152 B | D-512 B | 6.3 kg/cm2G | [6 empty] | Klik |  |  |  |  | New equipment of R-510 B |  |  |  | OK
| 28 | SV-5153 | 11/2" - P-5114 | 4.6 kg/cm2G | 1.5" x 2.5" | 150x150 |  |  |  |  | Klik |  |  |  | OP-019 | Recertification safety valve | 2022-07-21 |  |  | OK
| 29 | SV-5153 B | 3" - PGH - 5150 | 4.5 kg/cm2G | 1.5" x 3" | 150x150 |  |  |  |  | Klik |  | 2022-12-10 |  |  | New equipment of R-510 B | 2022-12-10 |  |  | OK
| 30 | SV-6151 | 11/2" - GHY-6109 | 45 kg/cm2G | 1" x 2" | 600x150 |  |  |  |  | Klik |  |  |  | OP24 | Recertification safety valve | 2023-02-02 |  |  | OK
| 31 | SV-6152 | D-612 | 4.6 kg/cm2G | 4" x 6" | 150x150 |  |  |  |  | Klik |  |  |  | OP24 | Recertification safety valve | 2023-01-25 | Recertification (Repair & Resetting) |  | OK
| 32 | SV-9651 | 5" - FGS-9619 | 3.8 kg/cm2G | 1.5" x 3" | 150x150 |  |  |  |  | Klik |  |  |  | OP32 | Recertification safety valve | 2022-07-21 |  |  | OK
| 33 | SV-9951 | 3" - NGB-9970 | 1 kg/cm2G | 1,5"x3" | 150x150 |  |  |  |  | Klik |  |  |  | U04 | Recertification safety valve | 2022-07-19 |  |  | OK
| 34 | SV-9611 | P 961 | 26 kg/cm2G | 3/4" x 1" | 300x150 |  |  |  |  | Klik |  |  |  | OP-029 | Recertification safety valve | 2023-01-31
II. | SYN GAS | [9 empty] | Klik
| 35 | SV-108 | R-011 | 21 kg/cm2G | 1.5" x 2.5" | 300x150 |  |  |  |  | Klik |  |  |  | S1 | Recertification safety valve | 2023-01-28 |  |  | OK
| 36 | SV-124 | 10" FGS | 3.5 kg/cm2G | 3" x 4" | 150x150 |  |  |  |  | Klik |  |  |  | S3 | Recertification safety valve | 2023-01-28 |  |  | OK
| 37 | SV-125 | 14" - P-0107 | 11 kg/cm2G | 6" x 8" | 150x150 |  |  |  |  | Klik |  |  |  | S4 | Recertification safety valve | 2023-01-26 | Recertification (Repair & Resetting) |  | OK
| 38 | SV-126 - 1 | D-011 / WHB | 18.5 kg/cm2G | 4" x 6" | 300x150 |  |  |  |  | Klik |  |  |  | S4 | Recertification safety valve | 2023-01-26 |  |  | OK
| 39 | SV-126 - 2 | D-011 / WHB | 18.5 kg/cm2G | 4" x 6" | 300x150 |  |  |  |  | Klik |  |  |  | S4 | Recertification safety valve | 2023-01-26 |  |  | OK
| 40 | SV-106 | T-022 | 4 kg/cm2G | 4" x 6" | 150x150 |  |  |  |  | Klik |  |  |  |  | Recertification safety valve | 2023-01-26 | Recertification (Repair & Resetting) |  | OK
|  | SV-107 | 4" - MCS-0205 | 6 kg/cm2G | 3" x 4" | 150x150 |  |  |  |  | Klik |  |  |  |  | No safety valve | 0 |  |  | OK
| 41 | SV-110 | D-021 | 4 kg/cm2G | 2" x 3" | 150x150 |  |  |  |  | Klik |  |  |  | S7 | Recertification safety valve | 2023-01-22 |  |  | OK
| 42 | SV-130 | 1 1/2" - PHS-0192 | 29 kg/cm2G | 3/4" x 1" | 300x150 |  |  |  |  | Klik |  |  |  | S4 |  |  |  |  | OK
| 43 | SV-131 | 1 1/2" - PHS-0192 | 29 kg/cm2G | 3/4"x1" | 300x150 |  |  |  |  | Klik |  |  |  | S4 |  |  |  |  | OK
| 44 | SV-134 | 10" - P-0202 | 11 kg/cm2G | 3" x 4" | 150x150 |  |  |  |  | Klik |  |  |  | S9 | Recertification safety valve | 2023-01-26 |  |  | OK
| 45 | SV-135 | F-022 | 15 kg/cm2G | 1" x 3" | 300x150 |  |  |  |  | Klik |  |  |  | S22 | Recertification safety valve | 2023-01-23 |  |  | OK
| 46 | SV-116 | 6" - GHY | 12 kg/cm2G | 1.5" x 2.5" | 150x150 |  |  |  |  | Klik |  |  |  | S11 | Recertification safety valve | 2023-01-31 | Recertification (Repair & Resetting) |  | OK
| 47 | SV 02-1082 | CO Guardbed | 10.6 kg/cm2G | 2" x 3" | 300x150 |  |  |  |  | Klik |  |  |  |  | Recertification safety valve | 2023-01-25 | Recertification (Repair & Resetting)
| 48 | SV 0031 | CO Guardbed | 14.1 kg/cm2G | 3" x 4" | 300x150 |  |  |  |  | Klik |  |  |  |  | Recertification safety valve | 2023-01-25 | Recertification (Repair & Resetting)
III. | UTILITY | [9 empty] | Klik
| 49 | SV-920 | 6" - LPS-9260 | 6 kg/cm2G | 4" x 6" | 150x150 |  |  |  |  | Klik |  |  |  | U14 | Recertification safety valve | 2023-01-28 | Recertification (Repair & Resetting) |  | OK
| 50 | SV-922 | D-922 | 2 kg/cm2G | 3" x 4" | 150x150 |  |  |  |  | Klik |  |  |  | U15 | Recertification safety valve | 2022-07-23 |  |  | OK
| 51 | SV-921 | D-921 | 4 kg/cm2G | 3" x 4" | 150x150 |  |  |  |  | Klik |  |  |  | U16 | Recertification safety valve | 2023-02-01 |  |  | OK
| 52 | SV-993 | 1 1/2" - GNS-9951 | 1 kg/cm2G | 1,5" x 2,5" | 150x150 |  |  |  |  | Klik |  |  |  | U26 | Recertification safety valve | 2022-07-23 | Plan replace spring SV next recertification in 2027 |  | OK
| 53 | SV-962 | 4" - FNG-9602 | 5.3 kg/cm2G | 1,5"x 3 " | 150x150 |  |  |  |  | Klik |  |  |  | U22 | Recertification safety valve | 2023-01-28 |  |  | OK
IV. | OFFSITE | [9 empty] | Klik
| 54 | SV-715 | 3" - PGH-9513 | 18.7 kg/cm2G | 1" x 2" | 300x150 |  |  |  |  | Klik |  |  |  | U31 | Recertification safety valve | 2023-01-14 | Recertification (Repair & Resetting) |  | OK
| 55 | SV-701 | 10" - Ppy-7101 | 28 kg/cm2G | 1" x 2" | 300x300 |  |  |  |  | Klik |  |  |  | U32 | Recertification safety valve | 0 | Recertification (Repair & Resetting) |  | OK
| 56 | SV-721 | 6" - 2EH-7204 | 12 kg/cm2G | 3/4" x 1" | 150x150 |  |  |  |  | Klik |  |  |  | U33 | Recertification safety valve | 2023-01-14 | Recertification (Repair & Resetting) |  | OK
| 57 | SV-724 | 3" - 2EH-7202 | 8 kg/cm2G | 3/4" x 1" | 150x150 |  |  |  |  | Klik |  |  |  | U33 | Recertification safety valve | 2023-01-14 | Recertification (Repair & Resetting) |  | OK
IV. | OFFSITE | [9 empty] | Klik
| 58 | SV-722 | 6" - NBA-7224 | 12 kg/cm2G | 3/4" x 1" | 150x150 |  |  |  |  | Klik |  |  |  | U34 | Recertification safety valve | 2023-01-14 | Recertification (Repair & Resetting) |  | OK
| 59 | SV-725 | 3" - NBA-7227 | 8 kg/cm2G | 3/4"x1" | 150x150 |  |  |  |  | Klik |  |  |  | U34 | Recertification safety valve | 2023-01-14 | Recertification (Repair & Resetting) |  | OK
| 60 | SV-723 | 6" - IBA-7234 | 12 kg/cm2G | 3/4" x 1" | 150x150 |  |  |  |  | Klik |  |  |  | U35 | Recertification safety valve | 2023-01-14 | Recertification (Repair & Resetting) |  | OK
| 61 | SV-726 | 3" - IBA-7237 | 8 kg/cm2G | 3/4"x1" | 150x150 |  |  |  |  | Klik |  |  |  |  | Recertification safety valve | 2023-01-14 | Recertification (Repair & Resetting) |  | OK
|  | SV-727 | 6" - 2EH-7204 | 12 kg/cm2G | 3/4" x 1" | 150x150 |  |  |  |  | Klik |  |  |  | U33 | No safety valve | 0 |  |  | OK
V. | PERALATAN (PAKET) | [9 empty] | Klik
| a. Spherical Tank | [9 empty] | Klik
| 62 | SV-711 A | D-711 | 18.69 kg/cm2G | 6" x 8" | 300x150 |  |  |  |  | Klik |  |  |  | U32 | Recertification safety valve | 2023-01-22
| 63 | SV-711 B | D-711 | 18.69 kg/cm2G | 6" x 8" | 300x150 |  |  |  |  | Klik |  |  |  | U32 | Recertification safety valve | 2023-02-04
| 64 | SV-712 A | D-712 | 18.69 kg/cm2G | 6" x 8" | 300x150 |  |  |  |  | Klik |  |  |  | U32 | Recertification safety valve | 2023-02-04
| 65 | SV-712 B | D-712 | 18.69 kg/cm2G | 6" x 8" | 300x150 |  |  |  |  | Klik |  |  |  | U32 | Recertification safety valve | 2023-02-05
| 66 | SV-713 A | D-713 | 18.69 kg/cm2G | 6" x 8" | 300x150 |  |  |  |  | Klik |  |  |  | U32 | Recertification safety valve | 2023-02-04
| 67 | SV-713 B | D-713 | 18.69 kg/cm2G | 6" x 8" | 300x150 |  |  |  |  | Klik |  |  |  | U32 | Recertification safety valve | 2023-02-05
| 68 | SV-714 A | D-714 | 18.69 kg/cm2G | 6" x 8" | 300x150 |  |  |  |  | Klik |  |  |  | U32 | Recertification safety valve | 2023-02-04
| 69 | SV-714 B | D-714 | 18.69 kg/cm2G | 6" x 8" | 300x150 |  |  |  |  | Klik |  |  |  | U32 | Recertification safety valve | 2023-02-05
| b. Compressor | [9 empty] | Klik
| 70 | SV-0180 | C-011 | 23.8 kg/cm2G | 1" x 2" | 300x150 |  |  |  |  | Klik |  |  |  | S16 | Recertification safety valve | 2023-01-25 |  |  | OK
| 71 | SV-117 | C-011 | 45 kg/cm2G | 1" x 2" | 600x150 |  |  |  |  | Klik |  |  |  | S16 | Recertification safety valve | 2022-07-22 | Plan replace new SV next recertification in 2027 |  | OK
| 72 | SV-0182 | C-018 | 16.2 kg/cm2G | 3" x 4" | 300x150 |  |  |  |  | Klik |  |  |  | S16 | Recertification safety valve | 2023-01-25
| 73 | SV-132 | C-018 | 26.5 kg/cm2G | 3" x 4" | 300x150 |  |  |  |  | Klik |  |  |  | S9 | Recertification safety valve | 2022-07-21
| 74 | SV-0184 | C-012 | 7.5 kg/cm2G | 1.5" x 3" | 150x150 |  |  |  |  | Klik |  |  |  | S17 | Recertification safety valve | 2023-01-25 |  |  | OK
| 75 | SV-112 | C-012 | 17 kg/cm2G | 1.5" x 3" | 300x150 |  |  |  |  | Klik |  |  |  | S7 | Recertification safety valve | 2023-01-25 |  |  | OK
| 76 | SV-1580 | C-150 | 3.9 kg/cm2G | 1.5" x 3" | 150x150 |  |  |  |  | Klik |  |  |  |  | Recertification safety valve | 2023-01-31 |  |  | OK
| 77 | SV-1552 | C-150 | 7.8 kg/cm2G | 1.5" x 2" | 150x150 |  |  |  |  | Klik |  |  |  | OP-006 | Recertification safety valve | 2023-01-28 |  |  | OK
| 78 | SV-4156 | C-412 | 45 kg/cm2G | 2" x 3" | 600x150 |  |  |  |  | Klik |  |  |  | OP-014 | Recertification safety valve | 2023-01-31 |  |  | OK
| 79 | SV-009 | C-009 | 19 kg/cm2G | 1.5" x 3" | 300x150 |  |  |  |  | Klik |  |  |  | U22 | Recertification safety valve | 2023-01-31
| 80 | SV-008 | C-008 | 19 kg/cm2G | 2" x 3" | 300x150 |  |  |  |  | Klik |  |  |  | U22 | Recertification safety valve | 2022-07-21
| c. PSA | [9 empty] | Klik
| 81 | SV-451 | PSA | 12 kg/cm2G | 1" x 2" | 300x150 |  |  |  |  | Klik |  |  |  | S14 | Recertification safety valve | 2023-01-25
| 82 | SV-452 | PSA | 12 kg/cm2G | 1" x 2" | 300x150 |  |  |  |  | Klik |  |  |  | S14 | Recertification safety valve | 2023-01-25
| 83 | SV-453 | PSA | 12 kg/cm2G | 1" x 2" | 300x150 |  |  |  |  | Klik |  |  |  | S14 | Recertification safety valve | 2023-01-25
| 84 | SV-454 | PSA | 12 kg/cm2G | 1" x 2" | 300x150 |  |  |  |  | Klik |  |  |  | S14 | Recertification safety valve | 2023-01-25
| 85 | SV-455 | PSA | 12 kg/cm2G | 1.5" x 3" | 300x150 |  |  |  |  | Klik |  |  |  | S14 | Recertification safety valve | 2023-01-25 | Recertification (Repair & Resetting)
| 86 | SV-456 | PSA | 4 kg/cm2G | 3" x 4" | [5 empty] | Klik |  |  |  | S14 | Recertification safety valve | 2023-01-25
| 87 | SV-0351 | Inlet membran | 28.5 | 1" x 2" | 300x150 |  |  |  |  | Klik |  |  |  | S12 | Recertification safety valve | 2023-01-25
| d. Boiler H 921 | [9 empty] | Klik
|  | SV-112 | H-921 | 17 kg/cm2G | 2.5" x 3" | 300x150 |  |  |  |  | Klik |  |  |  | S17 | Recertification safety valve | 0
|  | SV-113 | H-921 | 17.5 kg/cm2G | 2.5" x 3" | 300x150 |  |  |  |  | Klik |  |  |  |  | Recertification safety valve | 0
|  | SV-208 | H-921 | 24 kg/cm2G | 2.5" x 3" | 300x150 |  |  |  |  | Klik |  |  |  |  | Recertification safety valve | 0
| e. Boiler 0621 | [9 empty] | Klik
| 88 | SV-0766345-(1) | H- EMO | 10 Barg | 2" x 3" | 300x150 |  |  |  |  | Klik |  |  |  |  | Recertification safety valve | 2023-01-23
| 89 | SV-0766345-(2) | H. EMO | 10 Barg | 2" x 3" | 300x150 |  |  |  |  | Klik |  |  |  |  | Recertification safety valve | 2023-01-23
| f. Bolier H 922 | [9 empty] | Klik
| 90 | SV-12-663-585(1) | H.922 | 22 Barg | 3" x 4" | 300x150 |  |  |  |  | Klik |  |  |  |  | Recertification safety valve | 2023-01-23
| 91 | SV-12-663-585(2) | H.922 | 22 Barg | 3" x 4" | 300x150 |  |  |  |  | Klik |  |  |  |  | Recertification safety valve | 2023-01-23
| 92 | SV-12-663-585(3) | H.922 | 22 Psig | 1" x 1.5" | 300x150 |  |  |  |  | Klik |  |  |  |  | Recertification safety valve | 2023-01-23
| g. Bolier H 923 | [9 empty] | Klik
| 93 | SV- 17-663-585 (P) | H.923 | 21.5 Barg | 3" x 4" | 300x150 |  |  |  |  | Klik |  |  |  |  | New safety valve | 2023-02-01
| 94 | SV- 17-663-585 (R) | H.923 | 20.5 Barg | 3" x 4" | 300x150 |  |  |  |  | Klik |  |  |  |  | New safety valve | 2023-02-01
| 95 | SV- 17-663-22.5 | H.923 | 22 Barg | 1" x 1.5" | 300x150 |  |  |  |  | Klik |  |  |  |  | New safety valve | 2023-01-31
VI. | CO2 PLANT GAS | [9 empty] | Klik
| 96 | PSV -11502-01 | Stripper | 1.3 kg/cm2G | 4" x 6" | 150x150 |  |  |  |  | Klik |  |  |  | CO(009610) | Recertification safety valve | 2013-01-01 | Recertification (Repair & Resetting)
| 97 | PSV -12302-04 | Water Scrubber | 2 kg/cm2G | 3/4" x 1.25" | 150x150 |  |  |  |  | Klik |  |  |  | CO(133567) | Recertification safety valve | 2013-01-01 | Recertification (Repair & Resetting)
| 98 | PSV -10303-11 | MEA Reboiler | 6 kg/cm2G | 3" x 5" | 150x150 |  |  |  |  | Klik |  |  |  | CO(009610) | Recertification safety valve | 2013-01-01 | Recertification (Repair & Resetting)
| 99 | PSV -11501-03 | Inlet Stripper | 8 kg/cm2G |  | 150x150 |  |  |  |  | Klik |  |  |  | CO(009610) | Recertification safety valve | 2013-01-01 | Recertification (Repair & Resetting)
| 100 | PSV -10402-04 | Reclaimer | 1.3 kg/cm2G |  | 150x150 |  |  |  |  | Klik |  |  |  | CO(009611) | Recertification safety valve | 2013-01-01 | Recertification (Repair & Resetting)
| 101 | PSV -67900-03 | Instrument Air | 7 kg/cm2G |  | 150x150 |  |  |  |  | Klik |  |  |  | CO(222082) | Recertification safety valve | 2013-01-01 | Recertification (Repair & Resetting)
| 102 | PSV -A20100-19 | C-012 B | 5 kg/cm2G |  | 150x150 |  |  |  |  | Klik |  |  |  |  | Recertification safety valve | 2018-02-01 | Recertification (Repair & Resetting)
| 103 | PSV -A20102-19 | C-012 B | 20 kg/cm2G |  | 300x150 |  |  |  |  | Klik |  |  |  |  | Recertification safety valve | 2018-02-01 | Recertification (Repair & Resetting)
VII. | CO2 PLANT LIQUID | [9 empty] | Klik
| 104 | PSV -YA-1A | CO2 Tank 1 | 2.3 Mpa | 1,5 " x 2 " | Gasket ring |  |  |  |  | Klik |  |  |  |  | Recertification safety valve | 2015-09-01 | Recertification (Repair & Resetting)
| 105 | PSV - YA-1B | CO2 Tank 1 | 2.3 Mpa | 1,5 " x 2 " | Gasket ring |  |  |  |  | Klik |  |  |  |  | Recertification safety valve | 2015-09-01 | Recertification (Repair & Resetting)
| 106 | PSV - RK-1 | CO2 Tank 1 | 27.6 kg/cm2G | 3/8 | Gasket ring |  |  |  |  | Klik |  |  |  |  | Recertification safety valve | 2015-09-01 | Recertification (Repair & Resetting)
| 107 | PSV - RK-2 | CO2 Tank 1 | 27.6 kg/cm2G | 3/8 | Gasket ring |  |  |  |  | Klik |  |  |  |  | Recertification safety valve | 2015-09-01 | Recertification (Repair & Resetting)
| 108 | PSV -YA-1A | CO2 Tank 2 | 2.3 Mpa | 1,5 " x 2 " | Gasket ring |  |  |  |  | Klik |  |  |  |  | Recertification safety valve | 2015-09-01 | Recertification (Repair & Resetting)
| 109 | PSV - YA-1B | CO2 Tank 2 | 2.3 Mpa | 1,5 " x 2 " | Gasket ring |  |  |  |  | Klik |  |  |  |  | Recertification safety valve | 2015-09-01 | Recertification (Repair & Resetting)
| 110 | PSV - RK-1 | CO2 Tank 2 | 27.6 kg/cm2G | 3/8 | Gasket ring |  |  |  |  | Klik |  |  |  |  | Recertification safety valve | 2015-09-01 | Recertification (Repair & Resetting)
| 111 | PSV - RK-2 | CO2 Tank 2 | 27.6 kg/cm2G | 3/8 | Gasket ring |  |  |  |  | Klik |  |  |  |  | Recertification safety valve | 2015-09-01 | Recertification (Repair & Resetting)
| 112 | PSV -YA-1A | CO2 Tank 3 | 2.3 Mpa | 1,5 " x 2 " | Gasket ring |  |  |  |  | Klik |  |  |  |  | Recertification safety valve | 2015-09-01 | Recertification (Repair & Resetting)
| 113 | PSV - YA-1B | CO2 Tank 3 | 2.3 Mpa | 1,5 " x 2 " | Gasket ring |  |  |  |  | Klik |  |  |  |  | Recertification safety valve | 2015-09-01 | Recertification (Repair & Resetting)
| 114 | PSV - RK-1 | CO2 Tank 3 | 27.6 kg/cm2G | 3/8 | Gasket ring |  |  |  |  | Klik |  |  |  |  | Recertification safety valve | 2015-09-01 | Recertification (Repair & Resetting)
| 115 | PSV - RK-2 | CO2 Tank 3 | 27.6 kg/cm2G | 3/8 | Gasket ring |  |  |  |  | Klik |  |  |  |  | Recertification safety valve | 2015-09-01 | Recertification (Repair & Resetting)
| 116 | PSV - 38106-10 | CO2 Condenser | 7 kg/cm2G | 3/4” X 1” | 150x150 |  |  |  |  | Klik |  |  |  |  | Recertification safety valve | 2025-04-19 | Recertification (Repair & Resetting)
| 117 | PSV - 38110-02A | CO2 Condenser | 20 kg/cm2G | 6" x 3/4" | 300x150 |  |  |  |  | Klik |  |  |  |  | Recertification safety valve | 2015-06-01 | Recertification (Repair & Resetting)
| 118 | PSV - 38110-02B | CO2 Condenser | 20 kg/cm2G | 6" x 3/4" | 300x150 |  |  |  |  | Klik |  |  |  |  | Recertification safety valve | 2015-06-01 | Recertification (Repair & Resetting)
| 119 | PSV - 38101-05 | CO2 Condenser | 20 kg/cm2G | 1” X 1-1/2” | 300x150 |  |  |  |  | Klik |  |  |  |  | Recertification safety valve | 2025-04-17 | Recertification (Repair & Resetting)
| 120 | PSV - B36102-02A | Dehydrator | 20 kg/cm2G | 3/4” X 3/4” | 300x150 |  |  |  |  | Klik |  |  |  | CO(105281) | Recertification safety valve | 2025-04-21 | Recertification (Repair & Resetting)
| 121 | PSV - 11605-02 | NOX Flash | - 0.05 kg/cm2G | 1-1/2” | 150x150 |  |  |  |  | Klik |  |  |  |  | Recertification safety valve | 2025-04-21 | Recertification (Repair & Resetting)
| 122 | PSV - 11419-01 | Absorber Top Cooler | 6 kg/cm2G | 3/4” X 3/4" | 150x150 |  |  |  |  | Klik |  |  |  |  | Recertification safety valve | 2025-04-22 | Recertification (Repair & Resetting)
| 123 | PSV - 37148-03 | CO2 Destillation Columm | 20 kg/cm2G | 3/4” X 3/4" | 300x150 |  |  |  |  | Klik |  |  |  |  | Recertification safety valve | 2025-04-21 | Recertification (Repair & Resetting)
| 124 | PSV - 47106 -05A | Open Flash Tank | 20 kg/cm2G | 1" x 1" | 300x150 |  |  |  |  | Klik |  |  |  |  | Recertification safety valve | 2015-06-01 | Recertification (Repair & Resetting)
| 125 | PSV - B36102-02B | Dehydrator B | 20 kg/cm2G | 3/4” X 3/4” | 300x150 |  |  |  |  | Klik |  |  |  | CO(105281) | Recertification safety valve | 2025-04-15 | Recertification (Repair & Resetting)
| 126 | PSV - 11605-01 | NOX Flash | 6 kg/cm2G | 1-1/4” X 2” | 150x150 |  |  |  |  | Klik |  |  |  |  | Recertification safety valve | 2025-04-21 | Recertification (Repair & Resetting)
| 127 | PSV - 33505-11 | Dehumidifier | 20 kg/cm2G | 1/2" x 3/4" | 300x150 |  |  |  |  | Klik |  |  |  |  | Recertification safety valve | 2025-04-21 | Recertification (Repair & Resetting)
| 128 | PSV - 40106-03 | NH3 Compressor Separator | 22 kg/cm2G | 1" x 1/2" | 300x150 |  |  |  |  | Klik |  |  |  |  | Recertification safety valve | 2015-06-01 | Recertification (Repair & Resetting)
| 129 | PSV - 33505-12 | Dehumidifier | 20 kg/cm2G | 1/2" x 3/4" | 300x150 |  |  |  |  | Klik |  |  |  |  | Recertification safety valve | 2015-06-01 | Recertification (Repair & Resetting)
| 130 | PSV - 10404-05 | MEA Reclaimer | 1.3 kg/cm2G | 1” X 1-1/2” | 150x150 |  |  |  |  | Klik |  |  |  |  | Recertification safety valve | 2025-04-21 | Recertification (Repair & Resetting)
| 131 | PSV - 11502-01 | Stripper | 1.4 kg/cm2G | 2" X 3" | 150x150 |  |  |  |  | Klik |  |  |  |  | Recertification safety valve | 2025-04-19 | Recertification (Repair & Resetting)
| 132 | PSV - 11502-02 | Stripper | - 0.1 kg/cm2G | 1-1/2” | 150x150 |  |  |  |  | Klik |  |  |  |  | Recertification safety valve | 2025-04-21 | Recertification (Repair & Resetting)
| 133 | PSV - 11502-04 | Stripper | - 0.1 kg/cm2G | 1-1/2” | 150x150 |  |  |  |  | Klik |  |  |  |  | Recertification safety valve | 2025-04-21 | Recertification (Repair & Resetting)
| 134 | PSV - 101301-12 | Reboiler | 7 kg/cm2G | 3” X 5" | 150x150 |  |  |  |  | Klik |  |  |  |  | Recertification safety valve | 2025-04-21 | Recertification (Repair & Resetting)
| 135 | PSV - 10401-07 | MEA Pre Heater | 5 kg/cm2G | 3/4” X 3/4” | 150x150 |  |  |  |  | Klik |  |  |  |  | Recertification safety valve | 2025-04-22 | Recertification (Repair & Resetting)
| 136 | PSV - 11224-03 | Flue Gas Water Cooler | 6 kg/cm2G | 8" x 1/2" | 150x150 |  |  |  |  | Klik |  |  |  |  | Recertification safety valve | 2015-06-01 | Recertification (Repair & Resetting)
| 137 | PSV - 11416-01 | MEA Lean Cooler | 6 kg/cm2G | 3/4" X 1" | 150x150 |  |  |  |  | Klik |  |  |  |  | Recertification safety valve | 2025-04-22 | Replace with new safety valve (setting &test pressure)
| 138 | PSV - 11523-02 | Gas Cooler | 6 kg/cm2G | 1" x 1,5" | 150x150 |  |  |  |  | Klik |  |  |  |  | Recertification safety valve | 2015-06-01 | Recertification (Repair & Resetting)
| 139 | PSV - 11412-01 | MEA Filter | 6 kg/cm2G | 1" x 2" | 150x150 |  |  |  |  | Klik |  |  |  |  | Recertification safety valve | 2015-06-01 | Recertification (Repair & Resetting)
| 140 | PSV - 11510-01 | MEA Lean Rich Cooler | 6 kg/cm2G | 4" x 1/2" | 150x150 |  |  |  |  | Klik |  |  |  |  | Recertification safety valve | 2015-06-01 | Recertification (Repair & Resetting)
| 141 | PSV - 37120-04 | CO2 Liquid To Tank | 25 kg/cm2G | 1/2” X 3/4" | 300x150 |  |  |  |  | Klik |  |  |  |  | Recertification safety valve | 2025-04-23 | Recertification (Repair & Resetting)
| 142 | PSV - 38104-05 | Open Flash Tank | 20 kg/cm2G | 1/2" x 3/4" | 300x150 |  |  |  |  | Klik |  |  |  |  | Recertification safety valve | 2015-06-01 | Recertification (Repair & Resetting)
| 143 | PSV - 46104-01 | NH3 Condenser | 6 kg/cm2G | 3/4” X 3/4" | 150x150 |  |  |  |  | Klik |  |  |  |  | Recertification safety valve | 2025-04-22 | Recertification (Repair & Resetting)
| 144 | PSV - 46101-09B | NH3 Condenser | 20 kg/cm2G | 3" x 3/4" | 300x150 |  |  |  |  | Klik |  |  |  |  | Recertification safety valve | 2015-06-01 | Recertification (Repair & Resetting)
| 145 | PSV - 46101-09A | NH3 Condenser | 20 kg/cm2G | 3" x 3/4" | 300x150 |  |  |  |  | Klik |  |  |  |  | Recertification safety valve | 2015-06-01 | Recertification (Repair & Resetting)
| 146 | PSV - B20105-03 | Inlet Compressor | 6 kg/cm2G | 3/4” X 3/4" | 150x150 |  |  |  |  | Klik |  |  |  |  | Recertification safety valve | 2025-04-21 | Recertification (Repair & Resetting)
| 147 | PSV - A20105-03 | Inlet Compressor | 6 kg/cm2G | 3/4” X 3/4" | 150x150 |  |  |  |  | Klik |  |  |  |  | Recertification safety valve | 2025-04-23 | Replace with new safety valve (setting &test pressure)
| 148 | PSV - 33503-17 | Dehumidifier | 20 kg/cm2G | 3/4” X 1/2" | 300x150 |  |  |  |  | Klik |  |  |  |  | Recertification safety valve | 2025-04-21 | Recertification (Repair & Resetting)
| 149 | PSV - A20102-01 | CO2 Compressor U201A | 5 kg/cm2G | 1 1/4 " x 2 " | 150x150 |  |  |  |  | Klik |  |  |  |  | Recertification safety valve | 2025-04-21 | Recertification (Repair & Resetting)
| 150 | PSV - B20104-02 | CO2 Compressor U201A | 20 kg/cm2G | 3/4” X 1” | Ring |  |  |  |  | Klik |  |  |  |  | Recertification safety valve | 2025-04-23 | Recertification (Repair & Resetting++made sealing face using teflon for modification)
| 151 | PSV - B20102-01 | CO2 Compressor U201A | 5 kg/cm2G | 1 1/4 " x 2 " | 150x150 |  |  |  |  | Klik |  |  |  |  | Recertification safety valve | 2025-04-19 | Recertification (Repair & Resetting)
| 152 | PSV - A20104-02 | CO2 Compressor U201A | 20 kg/cm2G | 3/4” X 1” | Ring |  |  |  |  | Klik |  |  |  |  | Recertification safety valve | 2025-04-21 | Recertification (Repair & Resetting)
| 153 | PSV - 40106-02 | NH3 Compressor Separator | 22 kg/cm2G | 1" x 1/2" | 300x150 |  |  |  |  | Klik |  |  |  |  | Recertification safety valve | 2015-06-01 | Recertification (Repair & Resetting)
| 154 | PSV - 40112-06 | Oil Cooler | 6 kg/cm2G | 1-1/4” X 2” | 150x150 |  |  |  |  | Klik |  |  |  |  | Recertification safety valve | 2025-04-19 | Recertification (Repair & Resetting)
| 155 | PSV - 40102-01C | NH3 Compressor C | 20 kg/cm2G | 2" x 3" | 300x150 |  |  |  |  | Klik |  |  |  |  | Recertification safety valve | 2020-11-01
| 156 | PSV - 40102-01B | NH3 Compressor B | 20 kg/cm2G | 2" x 3" | 300x150 |  |  |  |  | Klik |  |  |  |  | Recertification safety valve | 2020-11-01
| 157 | PSV - 40102-01A | NH3 Compressor A | 20 kg/cm2G | 2" x 3" | 300x150 |  |  |  |  | Klik |  |  |  |  | Recertification safety valve | 2020-11-01
| 158 | PSV - 37320-07 | CO2 Liquid to Tank | 25 kg/cm2G | 1/2” X 1” | 300x150 |  |  |  |  | Klik |  |  |  |  | Recertification safety valve | 2025-04-23 | Recertification (Repair & Resetting) | (leak at 20kg/cm2G after popping)
| 159 | PSV - 11502-03 | Stripper | - 0.1 kg/cm2G | 1-1/2” | 150x150 |  |  |  |  | Klik |  |  |  |  | Recertification safety valve | 2025-04-21 | Recertification (Repair & Resetting)
| 160 | PSV - 12302-03 | Water Scrubber | 1.4 kg/cm2G | 1-1/4” X 2” | 150x150 |  |  |  |  | Klik |  |  |  |  | Recertification safety valve | 2025-04-19 | Recertification (Repair & Resetting)
| 161 | PSV - 47106-05B | Open Flash Tank | 20 kg/cm2G | 1" x 1" | 300x150 |  |  |  |  | Klik |  |  |  |  | Recertification safety valve | 2015-06-01 | Recertification (Repair & Resetting)
| 162 | PSV - 10107-01 | Steam Boiler | 4 kg/cm2G | 3" x 1 1/2" | 150x150 |  |  |  |  | Klik |  |  |  |  | Recertification safety valve | 2023-01-23
Note :
Recertification safety valve setiap 5 tahun
Total |  |  | 167 | [11 empty] | 86 | 165
PON
Menu

## 41
|  |  | EQUIPMENT LIST | [11 empty] | Document No. | : MNTC-ME
[15 empty] | Revision | : 0
[15 empty] | Date of issue | : 2023
PT. PETRO OXO NUSANTARA | [14 empty] | Page | : 1 of 1
EJECTOR
No | TAG No. | Description | Design data | [9 empty] | Material contruction |  |  | Category |  | Complex Grade | Spare | Price | Installation | Remark |  |  |  | 2027-12-31
|  |  | TEMA | Dimension | Heat Duty | Surface Area | Stream Fluid Service |  | Pressure (kg/cm2) |  | Temperature (oC) |  |  |  | Manufacture | Score | Grade |  | Part | USD | Date | [5 empty] | EaMS update
|  |  | Type | (OD x L. mm) | (kcal/h) | (m2) | Hot - Shell Side | Cold - Tube Side | Hot | Cold | Hot | Cold | Shell | Tube | [9 empty] | History | Date | Rekomendasi S/D 2027
1 | J-225 | Steam | R | Inter Condenser : 10" x 2200, After Condenser : 6" x 1400 | 0.0004 | Inter Cond : 7.8, After Cond : 1.7 | Steam + Vapour + Condensate | CWS | 20 | 4 | 250 | 60 | SUS304 | SUS304 | GEA, Leewon |  |  |  | Klik |  | 2022-06-05 |  | OP-009 | Replace Unit | 2022-06-05 |  | OK
2 | J-335 | Steam | R | 10" X 2000 | 0.0004 | 5.7 | Steam + Vapour + Condensate | CWS | 15 | 3.5 | 201 | 32 - 45 | STPG370-S | STB340-S |  |  |  |  | Klik |  |  |  |  | Revamping, operated using ex-J-435 | 2007-12-03
3 | J-435 | Steam | R | 6" X 3457 | * | * | Steam + Vapour + Condensate | CWS | 18 | 15 | 215 | 80 | SST304 | SST304 |  |  |  |  | Klik | 49000 |  |  |  | Modified line pipe to J-435 | 2013-02-28 |  | OK
4 | J-425 | Steam | BEM | 10" X 2200 | 0.0004 | 7.8 | Steam + Vapour + Condensate | CWS | 18 | 32 | 215 | 40 | SUS 304 | SUS 304 | GEA |  |  |  | Klik |  |  |  |  | New equipment | 2018-07-18
Total | [19 empty] | 49000
Note :
Total Equipment |  |  | 4 | [19 empty] | 1 | 4
[23 empty] | 25% | 100%
PON
Menu
PON
Menu

## 40
|  |  | EQUIPMENT LIST | [15 empty] | Document No. |  | : MNTC-ME
[19 empty] | Revision |  | : 0
[19 empty] | Date of issue |  | : 2023
PT. PETRO OXO NUSANTARA | [18 empty] | Page |  | :
CANNED PUMP
2027-12-31
No | Area | Tag No | Service | Fluid | Type | Serial No | Head | Design Capacity | Temp . Pump | Spect | Vis. At pump | Disc. press | Suct. press | Diff. Press | NPSH avail | Material |  |  | RPM | BHP | Motor |  |  | Manufacture | Category |  | Complex grade | Spare | Instruksi | Price | Installation | Remark | [5 empty] | EaMS update
[7 empty] | m | m3/h | 0C | Gravity | Cp | Kg/cm2G | Kg/cm2G | Kg/cm2G | m | Casing | Impeller | Shaft |  | KW | Cycle ( HZ ) | Pole | Volt / Phase |  | Score | Grade |  | part | Kerja | USD | Date |  |  |  | History | Date | Rekomendasi S/D 2027
1 | Syn Gas | P-022A | Stripper Reflux Pump | Water + CO | F41-216 F4M C204TIBI-BV | CL-2169-1/-2 | 39 | 4,6 | 40 | 0.992 | 0.65 | 5.66 | 1.79 | 3.87 | 4.2 | 304 | 304 | 304 | 2860 | 1.76 | 50 |  | 380 | Teikoku |  |  |  | Klik |  | 37000 |  | Canned pump | S7 |  | Replace bearing A & B | 2011-04-15 |  | OK
2 | Syn Gas | P-022B | Stripper Reflux Pump | Water + CO | F41-216 F4M C204TIBI-BV | CL-2169-1/-2 | 39 | 4,6 | 40 | 0.992 | 0.65 | 5.66 | 1.79 | 3.87 | 4.2 | 304 | 304 | 304 | 2860 | 1.76 | 50 |  | 380 | Teikoku |  |  |  | Klik |  | 37000 |  | Canned pump | S7 |  | Replace bearing A & B | 1999-05-17 |  | OK
3 | Syn Gas | P-023 | MEA Make Up Pump | MEA | F41-416 F4M 040 5VIBI-BV | CL-2170 | 53.3 | 10 | 30 | 1.007 | 1.8 | 5.08 | -0.29 | 5.37 | 7.4 | 304 | 304 | 304 | 2900 | 7.4 | 50 |  | 380 | Teikoku |  |  |  | Klik |  | 4400 |  |  | S23 |  | Replace bearing A & B | 2005-11-17 |  | OK
4 | Syn Gas | P-024 | Inhibitor A + B Pump | IHB A+B | F41-215F4AM020451-BV | CL-2171 | 28.2 | 1,7 | 80 | 0.977 | 0.42 | 2.76 | 0 | 2.76 | 5.8 | 304 | 304 | 304 | 2900 | 0.94 | 50 |  | 380 / 3 | Teikoku |  |  |  | Klik |  | 3900 |  |  | S22 |  | New unit running with bearing A & B | 1997-10-30 |  | OK
5 | Syn Gas | P-025A | Filter Pump | MEA | F41-316F4AM0204TIBI-BV | CL-2172 | 50.2 | 5,2 | 80 | 1 | 1.744 | 5.02 | 0 | 5.02 | 9.3 | 304 | 304 | 304 | 2900 | 3.3 | 50 |  | 380 / 3 | Teikoku |  |  |  | Klik |  | 10200 |  |  | S22 |  | Replace bearing A & B | 2022-09-23 |  | OK
6 | Syn Gas | P-025B | Filter Pump | MEA | F41-316F4AM0204TIBI-BV | CL-2172 | 50.2 | 5,2 | 80 | 1 | 1.744 | 5.02 | 0 | 5.02 | 9.3 | 304 | 304 | 304 | 2900 | 3.3 | 50 |  | 380 / 3 | Teikoku |  |  |  | Klik |  | 10200 |  |  | S9 | S22 | Not operated, change tag no. to P-027 service BFW recycle T-023 to E-026 B |  |  | OK
7 | Syn Gas | P-027 A (EXP-025B) | Cooling Water | Water | F41-316F4AM0204TIBI-BV | CL-2172 | 50.2 | 5,2 | 80 | 1 | 1.744 | 5.02 | 0 | 5.02 | 9.3 | 304 | 304 | 304 | 2900 | 3.3 | 50 |  | 380 / 3 | Teikoku |  |  |  | Klik |  | 10200 |  |  |  |  | Replace bearing A & B, replace shaft sleeve, ex P-025 B | 2022-09-23
8 | Octanol | P-110A | A-110 Pressure Unit | 2EH | F60-3215N4BL-0204TF1-BV | FP-1454A | 48.8 | 3 | 50 | 0.799 | 0.8 | 5 | 0.2 | 4.8 | 2.1 | CF-8M 316SS | CF-8M 316SS | SUS316 | 3000 | 3.7 | 50 | 2 | 380 | Teikoku |  |  |  | Klik |  | 11000 | 2023-01-19 | Canned pump |  |  | New pump P-110 A Teikoku | 2023-01-19 |  | OK
9 | Octanol | P-110B | A-110 Pressure Unit | 2EH | F60-3215N4BL-0204TF1-BV | FP-1454A | 48.8 | 3 | 50 | 0.799 | 0.8 | 5 | 0.2 | 4.8 | 2.1 | CF-8M 316SS | CF-8M 316SS | SUS317 | 3000 | 3.7 | 50 | 2 | 380 | Teikoku | [7 empty] | Installed 2022 |  |  | Remove from P-230 |  |  | OK
10 | Octanol | P-117 | Oxo CAT Pump | OXO CAT | F41-416F4M0506TI-BV | CL-2173 | 39 | 30 | 50 | 0.95 | 2.392 | 3.26 | 0.43 | 3.69 | 5 | 304 | 304 | 304 | 2900 | 7.4 | 50 |  | 380 / 3 | Teikoku |  |  |  | Klik |  | 7400 |  |  |  |  | Replace bearing A & B | 2005-05-20 |  | OK
11 | Octanol | P-121A | T - 120 Feed Pump | OXO | FA43-617J4BM 1012 VIV-FV | CL-2174 | 66 | 133 | 100 | 0.78 | 0.46 | 23.02 | 17.9 | 5.12 | 5 | 304 | 304 | 304 | 2900 | 38.7 | 50 |  | 380 / 3 | Teikoku |  |  |  | Klik |  | 31500 |  |  | OP-002 |  | Replace bearing A & B | 2019-09-19 |  | OK
12 | Octanol | P-121B | T - 120 Feed Pump | OXO | FA43-617J4BM 1012 VIV-FV | CL-2174 | 66 | 133 | 100 | 0.78 | 0.46 | 23.02 | 17.9 | 5.12 | 5 | 304 | 304 | 304 | 2900 | 38.7 | 50 |  | 380 / 3 | Teikoku |  |  |  | Klik |  | 31500 |  |  | OP-002 |  | Replace bearing A & B | 2007-01-11 |  | OK
13 | Octanol | P-145A | T - 140 Reflux Pump | Crude Ald | F41-518C4M0810VI-BV | CL-2175 | 44 | 89 | 40 | 0.76 | .0.745 | 3.71 | 0.39 | 3.32 | 10 | 304 | 304 | 304 | 2900 | 22.4 | 50 |  | 380 / 3 | Teikoku |  |  |  | Klik |  | 11600 |  |  | OP-005 |  | Replace bearing A & B | 2012-03-30 |  | OK
14 | Octanol | P-145B | T - 140 Reflux Pump | Crude Ald | F41-518C4M0810VI-BV | CL-2175 | 44 | 89 | 40 | 0.76 | .0.745 | 3.71 | 0.39 | 3.32 | 10 | 304 | 304 | 304 | 2900 | 22.4 | 50 |  | 380 / 3 | Teikoku |  |  |  | Klik |  | 11600 |  |  | OP-005 |  | New unit running with bearing A & B | 1998-08-23 |  | OK
15 | Octanol | P-147A | T - 160 Feed Pump | Crude Ald | F41-416F4M0506UI-BV | CL-2176 | 55 | 28 | 40 | 0.76 | 0.375 | 4.05 | -0.1 | 4.15 | 8 | 304 | 304 | 304 | 2900 | 7.3 | 50 |  | 380 / 3 | Teikoku |  |  |  | Klik |  | 8300 |  |  |  |  | Replace bearing A & B | 2015-09-02 |  | OK
16 | Octanol | P-147B | T - 160 Feed Pump | Crude Ald | F41-416F4M0506UI-BV | CL-2176 | 55 | 28 | 40 | 0.76 | 0.375 | 4.05 | -0.1 | 4.15 | 8 | 304 | 304 | 304 | 2900 | 7.3 | 50 |  | 380 / 3 | Teikoku |  |  |  | Klik |  | 8300 |  |  |  |  | New unit running with bearing A & B | 1998-08-05 |  | OK
17 | Octanol | P-165A | T - 160 Reflux Pump | IBD | F41-518L4M 081OUI-BV | CL-2177 | 57 | 75 | 50 | 0.75 | 0.4 | 4.81 | 0.52 | 4.29 | 10 | 304 | 304 | 304 | 2900 | 21.7 | 50 |  | 380 / 3 | Teikoku |  |  |  | Klik |  | 12200 |  |  | OP-007 |  | New unit running with bearing A & B | 1997-12-18 |  | OK
18 | Octanol | P-165B | T - 160 Reflux Pump | IBD | F41-518L4M 081OUI-BV | CL-2177 | 57 | 75 | 50 | 0.75 | 0.4 | 4.81 | 0.52 | 4.29 | 10 | 304 | 304 | 304 | 2900 | 21.7 | 50 |  | 380 / 3 | Teikoku |  |  |  | Klik |  | 12200 |  |  | OP-007 |  | New unit running with bearing A & B | 1997-12-18 |  | OK
19 | Octanol | P-167A | NBD Pump | NBD | F41 416F4M0506UI-BV | CL-2178 | 63 | 26,8 | 40 | 756 | 0.37 | 4.686 | 0.82 | 4.768 | 10 | 304 | 304 | 304 | 2900 | 8.2 | 50 |  | 380 / 3 | Teikoku |  |  |  | Klik |  | 8300 |  |  |  |  | New unit running with bearing A & B | 1998-02-10 |  | OK
20 | Octanol | P-167B | NBD Pump | NBD | F41 416F4M0506UI-BV | CL-2178 | 63 | 26,8 | 40 | 756 | 0.37 | 4.686 | 0.82 | 4.768 | 10 | 304 | 304 | 304 | 2900 | 8.2 | 50 |  | 380 / 3 | Teikoku |  |  |  | Klik |  | 8300 |  |  |  |  | New unit running with bearing A & B | 1998-02-10 |  | OK
21 | Octanol | P-169A | IBD Pump | IBD | F41 316 F4M 0405UIBI-BV | CL-2179 | 60 | 2,62 | 49.9 | 753 | 0.399 | 4.514 | 0.04 | 4.518 | 5 | 304 | 304 | 304 | 2900 | 3.7 | 50 |  | 380 | Teikoku |  |  |  | Klik | [6 empty] | Replace bearing A & B | 2000-01-18 |  | OK
22 | Octanol | P-169B | IBD Pump | IBD | F41 316 F4M 0405UIBI-BV | CL-2179 | 60 | 2,62 | 49.9 | 753 | 0.399 | 4.514 | 0.04 | 4.518 | 5 | 304 | 304 | 304 | 2900 | 3.7 | 50 |  | 380 | Teikoku |  |  |  | Klik | [6 empty] | New unit running with bearing A & B | 1998-02-16 |  | OK
23 | Octanol | P-172 | IBD Pump | IBD | R41-215F4DM-0204S1-B | FP-1686A | 25.9 | 1.28 | 67.48 | 0.737 | 0.26 | 1 | 0.091 | 0.909 | 0.957 | 304 | 304 | 304 | 3000 | 1.1 | 50 |  | 380 | Teikoku |  |  |  | Klik |  | 3500 | 2022-06-15 |  |  |  | Install new unit of T-170 | 2022-06-15 |  | OK
24 | Octanol | P-174 | IBD Pump | IBD | R41-216F4BM-0204T1B1-B | FP-1687A | 39.7 | 3.22 | 66.33 | 0.737 | 0.26 | 3 | 0.074 | 2.926 | 3.33 | 304 | 304 | 304 | 3000 | 2.2 | 50 |  | 380 | Teikoku |  |  |  | Klik |  | 4500 | 2022-06-15 |  |  |  | Install new unit of T-170 | 2022-06-15 |  | OK
25 | Octanol | P-175 | IBD Pump | IBD | F60-3215N4BL-0204TF1-BV | FP-1688A | 38.48 | 6.33 | 45 | 0.764 | 0.332 | 3 | 0.06 | 2.94 | 8.065 | 304 | 304 | 304 | 3000 | 2.2 | 50 |  | 380 | Teikoku |  |  |  | Klik |  | 4500 | 2022-06-15 |  |  |  | Install new unit of T-170 | 2022-06-15 |  | OK
26 | Octanol | P-179 | IBD Pump | IBD | F41-616C4BM-0810V1-BV | FP-2039A | 91.9 | 30 | 50 | 0.755 | 0.303 | 7 | 0.06 | 6.94 | 5 | 304 | 304 | 304 | 3000 | 30 | 50 |  | 380 | Teikoku | [5 empty] | 20000 | 2022-06-15 |  |  |  | Install new unit of T-170 | 2022-06-15
27 | Octanol | P-212 | T - 210 Bottom Pump | Heavy End | F41 416 J4BM0608T-BV | CL-2180 | 24.1 | 51 | 129 | 0.96 | 3.57 | 1.71 | .-0.60 | 2.31 | 3 | 304 | 304 | 304 | 2900 | 8.1 | 50 |  | 380 / 3 | Teikoku | 5 | C | * | Klik |  | 6100 |  |  | OP-008 |  | Replace bearing A & B | 2022-09-21 |  | OK
28 | Octanol | P-215 | T - 210 Reflux Pump | TOL | F41-216F4M0204TIBI BM | CL-2181 | 33 | 2 | 40 | 0.84 | 0.49 | 2.25 | .-0.53 | 2.78 | 5 | 304 | 304 | 304 | 2900 | 1.32 | 50 |  | 380 / 3 | Teikoku | 5 | C | * | Klik |  | 3900 |  |  | OP-008 |  | Replace bearing A & B | 2022-09-22 |  | OK
29 | Octanol | P-217 | Tol Pump | TOL | F41-217C4M0405 TI-BV | CL-2182 | 32 | 8.1 | . | 843 | 0.08 | 2.658 | .-0.04 | 2.698 | 10 | 304 | 304 | 304 | 2900 | 1.9 | 50 |  | 380 / 3 | Teikoku | 5 | C | * | Klik |  | 3900 |  |  |  |  | Replace bearing A & B | 2000-12-15 |  | OK
30 | OSBL | P-217C | Tol Pump | TOL | [23 empty] | Klik | [6 empty] | PM, check external, retightening bolt | 2014-02-10
31 | Octanol | P-222 | T - 220 Bottom Pump | Heavy End | F41-416J4BM0608 TI-BV | CL-2183 | 27 | 39 | 150 | 0.98 | 4.38 | 2.04 | .-0.61 | 2.65 | 3 | 304 | 304 | 304 | 2900 | 11 | 50 |  | 380 / 3 | Teikoku | 5 | C | * | Klik |  | 6100 |  |  | OP-009 |  | Replace bearing A & B | 2005-02-28 |  | OK
32 | Octanol | P-222B | T - 220 Bottom Pump | Heavy End | F41-416J4BM0810 TI-FV | CL-2183 | 27 | 49 | 150 | 0.98 | 4.38 | 2.04 | .-0.61 | 2.65 | 3 | 304 | 304 | 304 | 2900 | 11 | 50 |  | 380 / 3 | Teikoku | 5 | C | * | Klik |  | 6100 |  | New Pump | OP-009 |  |  |  |  | OK
33 | Octanol | P-225 | T - 220 Reflux Pump | FOL | F41-216F4M0204TIBI-BV | CL-2184 | 39 | 1 | 40 | 0.86 | 2.26 | 2.84 | .-051 | 3.35 | 5 | 304 | 304 | 304 | 2900 | 1.5 | 50 |  | 380 / 3 | Teikoku | 5 | C | * | Klik |  | 4500 |  |  | OP-009 |  | Replace bearing A & B | 2022-09-22 |  | OK
34 | Octanol | P-226 | T - 220 Water Pump | WWT | F41-215 F4AM 020431-BV | CL-2185 | 23 | 1 | 40 | 0.99 | 1.01 | 1.88 | .-0.42 | 2.3 | 5 | 304 | 304 | 304 | 2900 | 0.8 | 50 |  | 380 / 3 | Teikoku | 5 | C | * | Klik |  | 3900 |  |  | OP-009 |  | Replace bearing A & B | 2022-09-22 |  | OK
35 | Octanol | P-230A | A-230 Pressure Unit | 2EH | EX10C-HB403GA6-S4 |  | 48.8 | 3 | 50 | 0.82 | 9.3 | 33.99 | 30 | 3.9 | 1.5 | SCS313 | SCS313 | 304 | 2950 | 7.5 | 50 | 2 | 380/3 | Halla |  |  |  | Klik | [6 empty] | New pump P-230 Halla EX10C-HB403GA6-S4 | 2017-11-07 |  | OK
36 | Octanol | P-230B | A-230 Pressure Unit | 2EH | EX10C-HB403GA6-S4 |  | 48.8 | 3 | 50 | 0.82 | 9.3 | 33.99 | 30 | 3.9 | 1.5 | SCS313 | SCS313 | 304 | 2950 | 7.5 | 50 | 2 | 380/3 | Halla |  |  |  | Klik | [6 empty] | Pompa new 2010 Mod=HN220-BL | 2010-07-02 |  | OK
37 | Octanol | P-237 | IPA Pump | IPA | F41 215F4AM 0204SISI-BV | CL-2186 | 12 | 1 | 40 | 0.78 | 1..36 | 0.863 | .-0.06 | 0.932 | 10 | 304 | 304 | 304 | 2900 | 0.8 | 50 |  | 380 / 3 | Teikoku |  |  |  | Klik |  | 6600 |  |  | OP-010 |  | Replace bearing A & B | 2022-09-18 |  | OK
38 | Octanol | P-243 | Recovered CAT Pump | TOL | F41-215F4AM 0204 SI-BV | CL-2187 | 20 | 0.64 | 40 | 0.86 | 0.489 | 1.71 | .-0.01 | 1.72 | 10 | 304 | 304 | 304 | 2900 | 0.6 | 50 |  | 380 / 3 | Teikoku |  |  |  | Klik |  | 3500 | 2005-05-16 |  | OP-010 |  | Replace bearing A & B | 2000-05-10 |  | OK
39 | Octanol | P-251 | T - 250 Feed Pump | IPA SOLUTION | F41-215 F4AM 020451-BV | CL-2188 | 20 | 1,4 | 20 | 916 | 4.3 | 1.882 | 0.049 | 1.833 | 10 | 304 | 304 | 304 | 2900 | 0.65 | 50 |  | 380 / 3 | Teikoku |  |  |  | Klik |  | 3500 |  |  | OP-010 |  | Replace bearing A & B | 2022-09-18 |  | OK
40 | Octanol | P-252 | T - 250 Bottom Pump | SPENT CAT | F41-317 J4BM 0506TI-BV | CL-2189 | 32 | 26,29 | 148 | 1 | 2.73 | 3.659 | 0.462 | 3.197 | 4 | 304 | 304 | 304 | 2900 | 5.2 | 50 |  | 380 / 3 | Teikoku |  |  |  | Klik |  | 6200 |  |  | OP-010 |  | Replace bearing A & B | 2022-09-18 |  | OK
41 | Octanol | p-255 | T - 250 Reflux Pump | IPA SOLUTION | F41-215F4AM 0204 SI-BV | CL-2190 | 22 | 1458 | 40 | 0.84 | 0.859 | 2.398 | 0.552 | 1.846 | 12 | 304 | 304 | 304 | 2900 | 0.6 | 50 |  | 380 / 3 | Teikoku |  |  |  | Klik |  | 3700 |  |  | OP-010 |  | Replace bearing A & B | 2000-11-03 |  | OK
42 | Octanol | P-257 | TK - 251 Discharge Pump | SPENT CAT | F41-119F4AM 0204 R1-BV | CL-2191 | 17 | 1,5 | 42 | 0.99 | 30 | 1.629 | .-0.46 | 1.675 | 9 | 304 | 304 | 304 | 2900 | 0.73 | 50 |  | 380 / 3 | Teikoku |  |  |  | Klik |  | 3500 |  |  |  |  | New unit running with bearing A & B | 1998-09-14 |  | OK
43 | Octanol | P-312A | NaOH Recycle Pump | NAOH | F41-316 F4AM 0506TI-BV | CL-2192 | 34 | 22,2 | 95 | 938 | 0.306 | 3.782 | 0.593 | 3.189 | 11 | 304 | 304 | 304 | 2900 | 4.2 | 50 |  | 380 / 3 | Teikoku |  |  |  | Klik |  | 5300 |  |  | OP-011 |  | Replace bearing A & B | 2017-07-06 |  | OK
44 | Octanol | P-312B | NaOH Recycle Pump | NAOH | F41-316 F4AM 0506TI-BV | CL-2192 | 34 | 22,2 | 95 | 938 | 0.306 | 3.782 | 0.593 | 3.189 | 11 | 304 | 304 | 304 | 2900 | 4.2 | 50 |  | 380 / 3 | Teikoku |  |  |  | Klik |  | 5300 |  |  | OP-011 |  | Replace bearing A & B | 2002-12-29 |  | OK
45 | Octanol | P-321A | T - 320 Feed Pump | EPA | FA41-216CAM-0506R1-BV | CL-2193 | 10 | 22,6 | 95 | 798 | 0.604 | 1.295 | 0.497 | 0.798 | 13 | 304 | 304 | 304 | 2900 | 1.15 | 50 |  | 380 / 3 | Teikoku |  |  |  | Klik |  | 4300 |  |  | OP-011 |  | Replace bearing A & B | 2018-03-12 |  | OK
46 | Octanol | P-321B | T - 320 Feed Pump | EPA | FA41-216CAM-0506R1-BV | CL-2193 | 10 | 22,6 | 95 | 798 | 0.604 | 1.295 | 0.497 | 0.798 | 13 | 304 | 304 | 304 | 2900 | 1.15 | 50 |  | 380 / 3 | Teikoku |  |  |  | Klik |  | 4300 |  |  | OP-011 |  | Replace bearing A & B | 2002-12-29 |  | OK
47 | Octanol | P-322A | T - 320 Bottom Pump | EPA, HE | BA41-728J4BM-1520WI-F | CL-2194 | 37 | 319,5 | 159 | 0.84 | 0.88 | 2.489 | .-605 | 3.094 | 3 | 304 | 304 | 304 | 1450 | 44.5 | 50 |  | 380 / 3 | Teikoku |  |  |  | Klik |  | 44600 |  |  | OP-012 |  | Replace bearing A & B | 2002-03-03 |  | OK
48 | Octanol | P-322B | T - 320 Bottom Pump | EPA, HE | BA41-728J4BM-1520WI-F | CL-2194 | 37 | 319,5 | 159 | 0.84 | 0.88 | 2.489 | .-605 | 3.094 | 3 | 304 | 304 | 304 | 1450 | 44.5 | 50 |  | 380 / 3 | Teikoku |  |  |  | Klik |  | 44600 |  |  | OP-012 |  | Replace bearing A & B | 2015-09-27 |  | OK
49 | Octanol | P-325A | T - 320 Reflux Pump | EPA | F41-416F4M 0506V1-BV | CL-2195 | 69 | 19,82 | 40 | 0.84 | 0.87 | 5.383 | -413 | 5.796 | 7 | 304 | 304 | 304 | 2900 | 8.4 | 50 |  | 380 / 3 | Teikoku |  |  |  | Klik |  | 8300 |  |  | OP-012 |  | Replace bearing A & B | 2001-04-19 |  | OK
50 | Octanol | P-325B | T - 320 Reflux Pump | EPA | F41-416F4M 0506V1-BV | CL-2195 | 69 | 19,82 | 40 | 0.84 | 0.87 | 5.383 | -413 | 5.796 | 7 | 304 | 304 | 304 | 2900 | 8.4 | 50 |  | 380 / 3 | Teikoku |  |  |  | Klik |  | 8300 |  |  | OP-012 |  | New unit running with bearing A & B | 1998-02-27 |  | OK
51 | Octanol | P-326A | T - 320 Water Pump | WASTE WATER | F41-119F4M 0204 R1-BV | CL-2196 | 18 | 1,36 | 40 | 0.98 | 0.65 | 1.413 | .-0.349 | 1.762 | 6 | 304 | 304 | 304 | 2900 | 0.54 | 50 |  | 380 / 3 | Teikoku |  |  |  | Klik |  | 3500 |  |  | OP-012 |  | Replace bearing A & B | 2012-04-25 |  | OK
52 | Octanol | P-326B | T - 320 Water Pump | WASTE WATER | F41-119F4M 0204 R1-BV | CL-2196 | 18 | 1,36 | 40 | 0.98 | 0.65 | 1.413 | .-0.349 | 1.762 | 6 | 304 | 304 | 304 | 2900 | 0.54 | 50 |  | 380 / 3 | Teikoku |  |  |  | Klik |  | 3500 |  |  | OP-012 |  | Replace bearing A & B | 2002-04-22 |  | OK
53 | Octanol | P-417A | 2 EH Solvent Pump | 2EH | F41-51814M-0810VI-FV | CL-2197 | 58 | 52 | 40 | 807 | 4.623 | 4.607 | .-076 | 4.083 | 11 | 304 | 304 | 304 | 2900 | 17.3 | 50 |  | 380 / 3 | Teikoku |  |  |  | Klik |  | 12000 |  |  |  |  | Replace bearing A & B | 2005-12-22 |  | OK
54 | Octanol | P-417B | 2 EH Solvent Pump | 2EH | F41-51814M-0810VI-FV | CL-2197 | 58 | 52 | 40 | 807 | 4.623 | 4.607 | .-076 | 4.083 | 11 | 304 | 304 | 304 | 2900 | 17.3 | 50 |  | 380 / 3 | Teikoku |  |  |  | Klik |  | 12000 |  |  |  |  | New unit running with bearing A & B | 1997-07-30 |  | OK
55 | Octanol | P-422A | T - 420 Bottom Pump | 2EH | F41-516J4BM-0810VI-FV | CL-2198 | 38 | 66,8 | 139 | 0.72 | 0.48 | 2.156 | -0.57 | 2.73 | 3 | 304 | 304 | 304 | 2900 | 12.3 | 50 |  | 380 / 3 | Teikoku |  |  |  | Klik |  | 9100 |  |  | OP-015 |  | Replace bearing A & B | 2004-08-12 |  | OK
56 | Octanol | P-422B | T - 420 Bottom Pump | 2EH | F41-516J4BM-0810VI-FV | CL-2198 | 38 | 66,8 | 139 | 0.72 | 0.48 | 2.156 | .-057 | 2.73 | 3 | 304 | 304 | 304 | 2900 | 12.3 | 50 |  | 380 / 3 | Teikoku |  |  |  | Klik |  | 9100 |  |  | OP-015 |  | New unit running with bearing A & B | 1997-12-26 |  | OK
57 | Octanol | P-425A | T - 420 Reflux Pump | 2EH, NBA, H2O | F41-215F4AM-0204SI-BV | CL-2199 | 29 | 5,79 | 40 | 0.83 | 2.74 | 2.055 | .-0348 | 2.403 | 7 | 304 | 304 | 304 | 2900 | 1.2 | 50 |  | 380 / 3 | Teikoku |  |  |  | Klik |  | 3900 |  |  | OP-015 |  | Replace bearing A & B | 2000-08-13 |  | OK
58 | Octanol | P-425B | T - 420 Reflux Pump | 2EH, NBA, H2O | F41-215F4AM-0204SI-BV | CL-2199 | 29 | 5,79 | 40 | 0.83 | 2.74 | 2.055 | 0.348 | 2.403 | 7 | 304 | 304 | 304 | 2900 | 1.2 | 50 |  | 380 / 3 | Teikoku |  |  |  | Klik |  | 39000 |  |  | OP-015 |  | New unit running with bearing A & B | 1997-08-24 |  | OK
59 | Octanol | P-426A | T - 420 Water Pum p | WASTE WATER | F41-119F4AM 0204 R1-BV | CL-2200 | 17 | 1369 | 40 | 0.97 | 0.657 | 1.379 | .-0.26 | 1.643 | 7 | 304 | 304 | 304 | 2900 | 0.48 | 50 |  | 380 / 3 | Teikoku |  |  |  | Klik |  | 3500 |  |  | OP-015 |  | New unit running with bearing A & B | 1997-12-24 |  | OK
60 | Octanol | P-426B | T - 420 Water Pum p | WASTE WATER | F41-119F4AM 0204 R1-BV | CL-2200 | 17 | 1369 | 40 | 0.97 | 0.657 | 1.379 | .-0.26 | 1.643 | 7 | 304 | 304 | 304 | 2900 | 0.48 | 50 |  | 380 / 3 | Teikoku |  |  |  | Klik |  | 3500 |  |  | OP-015 |  | New unit running with bearing A & B | 1997-12-24 |  | OK
61 | Octanol | P-432 | T - 430 Bottom Pump | 2EH, HE | F41-416J4BM0608 VI-BV | CL-2201 | 51 | 27,7 | 139 | 0.72 | 0.484 | 3.09 | .-0.57 | 3..661 | 3 | 304 | 304 | 304 | 2900 | 6 | 50 |  | 380 / 3 | Teikoku | 5 | C | * | Klik |  | 12600 |  |  | OP-016 |  | New unit running with bearing A & B | 1998-08-25 |  | OK
62 | Octanol | P-435A | T - 430 Reflux Pump | 2EH | F41-516J4BM-0810VI-FV | CL-2202 | 77 | 28,1 | 100 | 0.76 | 1.018 | 5.382 | .-045 | 5.831 | 7 | 304 | 304 | 304 | 2900 | 11 | 50 |  | 380 / 3 | Teikoku |  |  |  | Klik |  | 8600 |  |  | OP-016 |  | Replace bearing A & B | 2000-05-24 |  | OK
63 | Octanol | P-435B | T - 430 Reflux Pump | 2EH | F41-516J4BM-0810VI-FV | CL-2202 | 77 | 28,1 | 100 | 0.76 | 1.018 | 5.382 | .-045 | 5.831 | 7 | 304 | 304 | 304 | 2900 | 11 | 50 |  | 380 / 3 | Teikoku |  |  |  | Klik |  | 8600 |  |  | OP-016 |  | New unit running with bearing A & B | 1997-08-27 |  | OK
64 | Octanol | P-442A | T - 440 Bottom Pump | FOL | BA41-216J4BM-0204-TI-BI-B | CL-2203 | 37 | 1377 | 170 | 0.78 | 0.396 | 2.24 | .-0.63 | 2.865 | 3 | 304 | 304 | 304 | 2900 | 1.7 | 50 |  | 380 / 3 | Teikoku |  |  |  | Klik |  | 8300 |  |  |  |  | New unit running with bearing A & B | 1997-12-27 |  | OK
65 | Octanol | P-442B | T - 440 Bottom Pump | FOL | BA41-216J4BM-0204-TI-BI-B | CL-2203 | 37 | 1377 | 170 | 0.78 | 0.396 | 2.24 | .-0.63 | 2.865 | 3 | 304 | 304 | 304 | 2900 | 1.7 | 50 |  | 380 / 3 | Teikoku |  |  |  | Klik |  | 8300 |  |  |  |  | New unit running with bearing A & B | 1997-12-27 |  | OK
66 | Octanol | P-445 | T - 440 Reflux Pump | 2EH | F41-216F4M-0204TIBI-BV | CL-2204 | 44 | 1,25 | 40 | 0.81 | 4.703 | 3.086 | .-0.47 | 3.556 | 6 | 304 | 304 | 304 | 2900 | 1.7 | 50 |  | 380 / 3 | Teikoku | 5 | C | * | Klik |  | 4500 |  |  |  |  | Replace bearing A & B | 2000-07-05 |  | OK
67 | Octanol | P-452 | T - 450 Bottom Pump | 2EH | F41-216J4BM-0204TIBI-B | CL-2205 | 47 | 1377 | 138 | 0.72 | 0.486 | 2.831 | .-0.55 | 3.387 | 3 | 304 | 304 | 304 | 2900 | 1.6 | 50 |  | 380 / 3 | Teikoku | 5 | C | * | Klik |  | 4500 |  |  |  |  | New unit running with bearing A & B | 1997-07-28 |  | OK
68 | Octanol | P-455A | T - 450 Reflux Pump | 2EH | F41-216F4M-0204TIBI-BV | CL-2206 | 33 | 1,25 | 40 | 0.85 | 1.179 | 2.467 | .-0.338 | 2.805 | 7 | 304 | 304 | 304 | 2900 | 1.26 | 50 |  | 380 / 3 | Teikoku |  |  |  | Klik |  | 4200 |  |  |  |  | New unit running with bearing A & B | 1997-12-27 |  | OK
69 | Octanol | P-455B | T - 450 Reflux Pump | 2EH | F41-216F4M-0204TIBI-BV | CL-2206 | 33 | 1,25 | 40 | 0.85 | 1.179 | 2.467 | .-0.338 | 2.805 | 7 | 304 | 304 | 304 | 2900 | 1.26 | 50 |  | 380 / 3 | Teikoku |  |  |  | Klik |  | 4200 |  |  |  |  | New unit running with bearing A & B | 1997-12-28 |  | OK
70 | Octanol | P-456 | T - 450 Water Pump | WASTE WATER | F41-119F4AM 0204 R1-BV | CL-2207 | 17 | 1213 | 40 | 0.98 | 0.622 | 1.404 | .-0257 | 1.661 | 7 | 304 | 304 | 304 | 2900 | 0.49 | 50 |  | 380 / 3 | Teikoku | 5 | C | * | Klik |  | 3500 |  |  |  |  | Replace bearing A & B | 2009-06-30 |  | OK
71 | Octanol | P-517A | NBA Solvent Pump | NBA | F41-316F4AM0405BI-BV | CL-2208 | 59 | 7,14 | 40 | 799 | 1.761 | 4.65 | .-064 | 4.714 | 10 | 304 | 304 | 304 | 2900 | 4.3 | 50 |  | 380 / 3 | Teikoku |  |  |  | Klik |  | 8400 |  |  |  |  | Replace bearing A & B | 2000-08-21 |  | OK
72 | Octanol | P-517B | NBA Solvent Pump | NBA | F41-316F4AM0405BI-BV | CL-2208 | 59 | 7,14 | 40 | 799 | 1.761 | 4.65 | .-064 | 4.714 | 10 | 304 | 304 | 304 | 2900 | 4.3 | 50 |  | 380 / 3 | Teikoku |  |  |  | Klik |  | 8400 |  |  |  |  | New unit running with bearing A & B | 1997-08-20 |  | OK
73 | Octanol | P-522A | T - 520 Bottom Pump | NBA | F41-216J4BM-0204TIBI-B | CL-2209 | 26 | 5,5 | 119 | 0.71 | 0.373 | 2.085 | 0.227 | 1.858 | 3 | 304 | 304 | 304 | 2900 | 1.5 | 50 |  | 380 / 3 | Teikoku |  |  |  | Klik |  | 6600 |  |  |  |  | Replace bearing A & B | 2000-09-25 |  | OK
74 | Octanol | P-522B | T - 520 Bottom Pump | NBA | F41-216J4BM-0204TIBI-B | CL-2209 | 26 | 5,5 | 119 | 0.71 | 0.373 | 2.085 | 0.227 | 1.858 | 3 | 304 | 304 | 304 | 2900 | 1.5 | 50 |  | 380 / 3 | Teikoku |  |  |  | Klik |  | 6600 |  |  |  |  | Replace bearing A & B | 2000-09-25 |  | OK
75 | Octanol | P-525A | T - 520 Reflux Pump | NBA | F41-216F4M-0204TIBI-BV | CL-2210 | 32 | 5,2 | 40 | 0.8 | 1.62 | 3.038 | 0.48 | 2.558 | 18 | 304 | 304 | 304 | 2900 | 1.7 | 50 |  | 380 / 3 | Teikoku |  |  |  | Klik |  | 3900 |  |  |  |  | Replace bearing A & B | 2001-04-23 |  | OK
76 | Octanol | P-525B | T - 520 Reflux Pump | NBA | F41-216F4M-0204TIBI-BV | CL-2210 | 32 | 5,2 | 40 | 0.8 | 1.62 | 3.038 | 0.48 | 2.558 | 18 | 304 | 304 | 304 | 2900 | 1.7 | 50 |  | 380 / 3 | Teikoku |  |  |  | Klik |  | 3900 |  |  |  |  | Replace bearing A & B | 2001-04-23 |  | OK
77 | Octanol | P-532 | T - 530 Bottom Pump | NBA, HE | F41-215C4M-0204TIBI-BV | CL-2211 | 41 | 1,9 | 120 | 0.72 | 0.375 | 3.237 | 0.298 | 2.939 | 3 | 304 | 304 | 304 | 2900 | 1.2 | 50 |  | 380 / 3 | Teikoku | 5 | C | * | Klik |  | 6700 |  |  |  |  | Replace bearing A & B | 2000-05-22 |  | OK
78 | Octanol | P-535A | T - 530 Reflux Pump | NBA | F41-316C4AM-0405TI-BV | CL-2212 | 54 | 7,9 | 100 | 0.74 | 0.538 | 4.433 | 0.455 | 3.978 | 10 | 304 | 304 | 304 | 2900 | 2.9 | 50 |  | 380 / 3 | Teikoku |  |  |  | Klik |  | 5300 |  |  |  |  | Replace bearing A & B | 2000-06-26 |  | OK
79 | Octanol | P-535B | T - 530 Reflux Pump | NBA | F41-316C4AM-0405TI-BV | CL-2212 | 54 | 7,9 | 100 | 0.74 | 0.538 | 4.433 | 0.455 | 3.978 | 10 | 304 | 304 | 304 | 2900 | 2.9 | 50 |  | 380 / 3 | Teikoku |  |  |  | Klik |  | 5300 |  |  |  |  | Replace bearing A & B | 2000-06-26 |  | OK
80 | Octanol | P-542A | T - 540 Bottom Pump | FOL | BA41-216J4BM-0204-TI-BI-B | CL-2213 | 24 | 1,25 | 163 | 0.8 | 0.322 | 2.25 | 0.336 | 1.914 | 3 | 304 | 304 | 304 | 2900 | 1.5 | 50 |  | 380 / 3 | Teikoku |  |  |  | Klik |  | 7700 |  |  |  |  | Replace bearing A & B | 2006-01-02 |  | OK
81 | Octanol | P-542B | T - 540 Bottom Pump | FOL | BA41-216J4BM-0204-TI-BI-B | CL-2213 | 24 | 1,25 | 163 | 0.8 | 0.322 | 2.25 | 0.336 | 1.914 | 3 | 304 | 304 | 304 | 2900 | 1.5 | 50 |  | 380 / 3 | Teikoku |  |  |  | Klik |  | 7700 |  |  |  |  | Replace bearing A & B | 2002-02-07 |  | OK
82 | Octanol | P-545 | T - 540 Reflux Pump | NBA | F41-215F4AM-0204TIBI-BV | CL-2214 | 33 | 2,0 | 40 | 0.8 | 1.764 | 3.12 | 0.483 | 2.637 | 13 | 304 | 304 | 304 | 2900 | 1.2 | 50 |  | 380 / 3 | Teikoku | 5 | C | * | Klik |  | 3900 |  |  |  |  | Replace bearing A & B | 2003-02-20 |  | OK
83 | Octanol | P-552 | T - 550 Bottom Pump | NBA | F41-215C4M-0204TIBI-BV | CL-2215 | 41 | 1,9 | 119 | 0.71 | 0.736 | 3.223 | 0.293 | 2.93 | 3 | 304 | 304 | 304 | 2900 | 1.2 | 50 |  | 380 / 3 | Teikoku | 5 | C | * | Klik |  | 4500 |  |  |  |  | Replace bearing A & B | 2013-01-04 |  | OK
84 | Octanol | P-555A | T - 550 Reflux Pump | FOL | F41-215F4AM-0204TIBI-BV | CL-2216 | 30 | 1,9 | 40 | 0.8 | 1.106 | 2.845 | 0.439 | 2.406 | 13 | 304 | 304 | 304 | 2900 | 1.2 | 50 |  | 380 / 3 | Teikoku |  |  |  | Klik |  | 3900 |  |  |  |  | Replace bearing A & B | 2001-04-23 |  | OK
85 | Octanol | P-555B | T - 550 Reflux Pump | FOL | F41-215F4AM-0204TIBI-BV | CL-2216 | 30 | 1,9 | 40 | 0.8 | 1.106 | 2.845 | 0.439 | 2.406 | 13 | 304 | 304 | 304 | 2900 | 1.2 | 50 |  | 380 / 3 | Teikoku |  |  |  | Klik |  | 3900 |  |  |  |  | Replace bearing A & B | 2001-04-23 |  | OK
86 | Octanol | P-617A | IBA Solvent Pump | IBA | F41-416F4M-0506VI-BV | CL-2217 | 61 | 19,8 | 40 | 791 | 2.033 | 4.767 | .-069 | 4.826 | 10 | 304 | 304 | 304 | 2900 | 7.2 | 50 |  | 380 / 3 | Teikoku |  |  |  | Klik |  | 11800 |  |  |  |  | Bearing never replaced |  |  | OK
87 | Octanol | P-617B | IBA Solvent Pump | IBA | F41-416F4M-0506VI-BV | CL-2217 | 61 | 19,8 | 40 | 791 | 2.033 | 4.767 | .-069 | 4.826 | 10 | 304 | 304 | 304 | 2900 | 7.2 | 50 |  | 380 / 3 | Teikoku |  |  |  | Klik |  | 11800 |  |  |  |  | Bearing never replaced |  |  | OK
88 | Octanol | P-622A | T - 620 Bottom Pump | IBA | F41-416CAM-0506VI-FV | CL-2219 | 71 | 21,9 | 110 | 715 | 0.452 | 5.349 | 0.27 | 5.079 | 2.5 | 304 | 304 | 304 | 2900 | 8.2 | 50 |  | 380 / 3 | Teikoku |  |  |  | Klik |  | 12900 |  |  |  |  | Change pump new 2017 | 2017-06-01 |  | OK
89 | Octanol | P-622B | T - 620 Bottom Pump | IBA | F41-416CAM-0506VI-FV | CL-2219 | 71 | 21,9 | 110 | 715 | 0.452 | 5.349 | 0.27 | 5.079 | 2.5 | 304 | 304 | 304 | 2900 | 8.2 | 50 |  | 380 / 3 | Teikoku |  |  |  | Klik |  | 12900 |  |  |  |  | Bearing never replaced |  |  | OK
90 | Octanol | P-625A | T - 620 Reflux Pump | FOL | F41-316F4AM0405TI-BV | CL-2219 | 39 | 12,5 | 40 | 816 | 962 | 3649 | 0.465 | 3.184 | 12 | 304 | 304 | 304 | 2900 | 2.9 | 50 |  | 380 / 3 | Teikoku |  |  |  | Klik |  | 5300 |  |  |  |  | Bearing never replaced |  |  | OK
91 | Octanol | P-625B | T - 620 Reflux Pump | FOL | F41-316F4AM0405TI-BV | CL-2219 | 39 | 12,5 | 40 | 816 | 962 | 3649 | 0.465 | 3.184 | 12 | 304 | 304 | 304 | 2900 | 2.9 | 50 |  | 380 / 3 | Teikoku |  |  |  | Klik |  | 5300 |  |  |  |  | Bearing never replaced |  |  | OK
92 | Octanol | P-632A | T - 630 Bottom pump | IBA, HE | F41-215C4AM-0204SI-BV | CL-2220 | 24 | 2,7 | 110 | 717 | 0.458 | 2.02 | 0.301 | 1.719 | 3 | 304 | 304 | 304 | 2900 | 0.6 | 50 |  | 380 / 3 | Teikoku |  |  |  | Klik |  | 6200 |  |  |  |  | Bearing never replaced |  |  | OK
93 | Octanol | P-632B | T - 630 Bottom pump | IBA, HE | F41-215C4AM-0204SI-BV | CL-2220 | 24 | 2,7 | 110 | 717 | 0.458 | 2.02 | 0.301 | 1.719 | 3 | 304 | 304 | 304 | 2900 | 0.6 | 50 |  | 380 / 3 | Teikoku |  |  |  | Klik |  | 6200 |  |  |  |  | Bearing never replaced |  |  | OK
94 | Octanol | P-635A | T - 630 Reflux Pump | IBA | F41-316F4AM-0405TI-BV | CL-2221 | 47 | 7,9 | 40 | 792 | 2.117 | 4.167 | 0.444 | 3.723 | 13 | 304 | 304 | 304 | 2900 | 2.7 | 50 |  | 380 / 3 | Teikoku |  |  |  | Klik |  | 5300 |  |  |  |  | Bearing never replaced |  |  | OK
95 | Octanol | P-635B | T - 630 Reflux Pump | IBA | F41-316F4AM-0405TI-BV | CL-2221 | 47 | 7,9 | 40 | 792 | 2.117 | 4.167 | 0.444 | 3.723 | 13 | 304 | 304 | 304 | 2900 | 2.7 | 50 |  | 380 / 3 | Teikoku |  |  |  | Klik |  | 5300 |  |  |  |  | Bearing never replaced |  |  | OK
96 | Octanol | P-642A | T - 640 Bottom Pump | FOL | F41-215C4AM-0204SI-BV | CL-2222 | 26 | 1,23 | 129 | 768 | 0.383 | 2.313 | 0.318 | 1.996 | 3 | 304 | 304 | 304 | 2900 | 0.7 | 50 |  | 380 / 3 | Teikoku |  |  |  | Klik |  | 7700 |  |  |  |  | Bearing never replaced |  |  | OK
97 | Octanol | P-642B | T - 640 Bottom Pump | FOL | F41-215C4AM-0204SI-BV | CL-2222 | 26 | 1,23 | 129 | 768 | 0.383 | 2.313 | 0.318 | 1.996 | 3 | 304 | 304 | 304 | 2900 | 0.7 | 50 |  | 380 / 3 | Teikoku |  |  |  | Klik |  | 7700 |  |  |  |  | Bearing never replaced |  |  | OK
98 | Octanol | P-645A | T - 640 Reflux Pump | IBA | F41-215C4AM-0204SI-BV | CL-2223 | 25 | 1,2 | 40 | 792 | 2.118 | 2.446 | 0.466 | 1.98 | 13 | 304 | 304 | 304 | 2900 | 0.63 | 50 |  | 380 / 3 | Teikoku |  |  |  | Klik |  | 3900 |  |  |  |  | Bearing never replaced |  |  | OK
99 | Octanol | P-645B | T - 640 Reflux Pump | IBA | F41-215C4AM-0204SI-BV | CL-2223 | 25 | 1,2 | 40 | 792 | 2.118 | 2.446 | 0.466 | 1.98 | 13 | 304 | 304 | 304 | 2900 | 0.63 | 50 |  | 380 / 3 | Teikoku |  |  |  | Klik |  | 3900 |  |  |  |  | Bearing never replaced |  |  | OK
100 | Utility | P-712 | Propylene Condensate Pump | PPY | RW42-316F4M-0305TLIB | CL-4109 | 55 | 6,2 | 42 | 0.476 | 0.08 | 19.64 | 17.02 | 2.62 | 3.5 | CS | CS |  | 2900 | 2 | 50 |  | 380 / 3 | Teikoku | 5 | C | * | Klik |  | 3900 |  |  |  |  | Replace bearing A & B | 2018-12-15 |  | OK
101 | Utility | P-721A | 2 EH Loading Pump | 2EH | F41-716J4BM-1012VI-B | CL-2224 | 110 | 133 | 42 | 0.755 | 0.8 | 8.31 | 0 | 8.31 | 10.6 | CS | CS | CS | 2900 | 56.2 | 50 |  | 380 / 3 | Teikoku |  |  |  | Klik |  | 20200 |  |  |  |  | PM, check internal ID bearing FB:80 RB:80, OD shaft sleeve FB:79.8 RB:79.8, gap I: 6.5 II: 4.8 endplay: 1.7 | 2014-11-24 |  | OK
102 | Utility | P-721B | 2 EH Loading Pump | 2EH | F41-716J4BM-1012VI-B | CL-2224 | 110 | 133 | 42 | 0.755 | 0.8 | 8.31 | 0 | 8.31 | 10.6 | CS | CS | CS | 2900 | 56.2 | 50 |  | 380 / 3 | Teikoku |  |  |  | Klik |  | 20200 |  |  |  |  | PM, check internal ID bearing FB:80.1 RB:80.1, OD shaft sleeve FB:79.9 RB:79.9, gap I: 6.4 II: 4.1 endplay: 2.3 | 2014-11-24 |  | OK
103 | Utility | P-722A | NBA Loading Pump | NBA | F41-716J4BM-1012VI-B | CL-2225 | 112 | 137 | 42 | 0.733 | 0.4 | 8.21 | 0 | 8.21 | 13.3 | CS | CS | CS | 2900 | 56.1 | 50 |  | 380 / 3 | Teikoku |  |  |  | Klik |  | 20200 |  |  |  |  | PM, check internal ID bearing FB:80.1 RB:80.1, OD shaft sleeve FB:79.9 RB:79.9, gap I: 6.4 II: 4.1 endplay: 2.3 | 2014-06-02 |  | OK
104 | Utility | P-722B | NBA Loading Pump | NBA | F41-716J4BM-1012VI-B | CL-2225 | 112 | 137 | 42 | 0.733 | 0.4 | 8.21 | 0 | 8.21 | 13.3 | CS | CS | CS | 2900 | 56.1 | 50 |  | 380 / 3 | Teikoku |  |  |  | Klik |  | 20200 |  |  |  |  | PM, check internal ID bearing FB:80.2 RB:80.2, OD shaft sleeve FB:80.0 RB:80.0, gap I: 6.3 II: 3.5 endplay: 2.8 | 2014-06-04 |  | OK
105 | Utility | P-723A | IBA Loading Pump | IBA | F41-716J4BM-1012VI-B | CL-2226 | 116 | 139 | 42 | 0.717 | 0.4 | 8.32 | 0 | 8.32 | 10.8 | CS | CS | CS | 2900 | 59 | 50 |  | 380 / 3 | Teikoku |  |  |  | Klik |  | 20200 |  |  |  |  | PM, check internal ID bearing FB:80.1 RB:80.1, OD shaft sleeve FB:79.9 RB:79.9, gap I: 6.5 II: 4.6 endplay: 1.9 | 2014-06-06 |  | OK
106 | Utility | P-723B | IBA Loading Pump | IBA | F41-716J4BM-1012VI-B | CL-2226 | 116 | 139 | 42 | 0.717 | 0.4 | 8.32 | 0 | 8.32 | 10.8 | CS | CS | CS | 2900 | 59 | 50 |  | 380 / 3 | Teikoku |  |  |  | Klik |  | 20200 |  |  |  |  | PM, check internal ID bearing FB:80.1 RB:80.1, OD shaft sleeve FB:79.9 RB:79.9, gap I: 6.4 II: 4.1 endplay: 2.3 | 2014-06-09 |  | OK
107 | Utility | P-724A | 2 EH Truck Loading Pump | 2EH | F41-416F4M-0208-TI-BV | CL-2227 | 32 | 30 | 42 | 0.755 | 0.8 | 2.35 | 0 | 2.35 | 10.6 | CS | CS | CS | 2900 | 5.2 | 50 |  | 380 / 3 | Teikoku |  |  |  | Klik |  | 7600 |  |  |  |  | PM, check internal ID bearing FB:38.1 RB:38.1, OD shaft sleeve FB:37.9 RB:37.9, gap I: 4.6 II: 2.8 endplay: 1.8 | 2014-06-11 |  | OK
108 | Utility | P-724B | 2 EH Truck Loading Pump | 2EH | F41-416F4M-0208-TI-BV | CL-2227 | 32 | 30 | 42 | 0.755 | 0.8 | 2.35 | 0 | 2.35 | 10.6 | CS | CS | CS | 2900 | 5.2 | 50 |  | 380 / 3 | Teikoku |  |  |  | Klik |  | 7600 |  |  |  |  | PM, check internal ID bearing FB:38.1 RB:38.1, OD shaft sleeve FB:37.9 RB:37.9, gap I: 4.5 II: 2.7 endplay: 1.8 | 2014-06-11 |  | OK
109 | Utility | P-725A | NBA Truck Loading Pump | NBA | F41-F4M-0608-TI-BV | CL-2228 | 34 | 30 | 42 | 0.733 | 0.4 | 2.35 | 0 | 2.35 | 13.3 | CS | CS | CS | 2900 | 5.1 | 50 |  | 380 / 3 | Teikoku |  |  |  | Klik |  | 7600 |  |  |  |  | PM, check internal ID bearing FB:38.1 RB:38.1, OD shaft sleeve FB:37.4 RB:37.4, gap I: 4.6 II: 3.3 endplay: 1.3 | 2014-06-18 |  | OK
110 | Utility | P-725B | NBA Truck Loading Pump | NBA | F41-F4M-0608-TI-BV | CL-2228 | 34 | 30 | 42 | 0.733 | 0.4 | 2.35 | 0 | 2.35 | 13.3 | CS | CS | CS | 2900 | 5.1 | 50 |  | 380 / 3 | Teikoku |  |  |  | Klik |  | 7600 |  |  |  |  | PM, check internal ID bearing FB:38.1 RB:38.1, OD shaft sleeve FB:37.9 RB:37.9, gap I: 4.5 II: 3.2 endplay: 1.3 | 2014-06-20 |  | OK
111 | Utility | P-726A | IBA Truck Loading Pump | IBA | F41-416F4M-0608-TI-BV | CL-2229 | 31 | 30 | 42 | 0.717 | 0.4 | 2.22 | 0 | 2.22 | 10.8 | CS | CS | CS | 2900 | 4.9 | 50 |  | 380 / 3 | Teikoku |  |  |  | Klik |  | 5300 |  |  |  |  | PM, check internal ID bearing FB:38.2 RB:38.2, OD shaft sleeve FB:37.9 RB:37.9, gap I: 4.4 II: 2.9 endplay: 1.5 | 2014-06-23 |  | OK
112 | Utility | P-726B | IBA Truck Loading Pump | IBA | F41-416F4M-0608-TI-BV | CL-2229 | 31 | 30 | 42 | 0.717 | 0.4 | 2.22 | 0 | 2.22 | 10.8 | CS | CS | CS | 2900 | 4.9 | 50 |  | 380 / 3 | Teikoku |  |  |  | Klik |  | 5300 |  |  |  |  | PM, check internal ID bearing FB:38.2 RB:38.2, OD shaft sleeve FB:37.9 RB:37.9, gap I: 4.5 II: 2.9 endplay: 1.6 | 2014-06-25 |  | OK
113 | Utility | P-811 | WW feed pump | Water | F41-215F4AM-0204S1-BV | CL-4108 | 20 | 4 | 40 | 0.999 | 0.722 | 1.98 | 0 | 1.98 | 9 | 304 | 304 | 304 |  | 1.5 | 50 | 2 | 380 / 3 | Teikoku |  |  |  | Klik | [6 empty] | Replace bearing Rb &Fb (2 pcs), replace trust collar (2 pcs), replace shaft sleeve (2 pcs), replace valve discharge, replace valve minimum flow | 2021-12-23 |  | OK
114 | Utility | P-922A | SteamCondensate Pump | STEAM COND | FA41-516J4BM 0810TI-BV | CL-4190 | 43 | 82 | 112 | 0.95 | 0.25 | 4.78 | 0.69 | 4.09 | 2.95 | CS | CS | CS | 2900 | 14.8 | 50 |  | 380 / 3 | Teikoku |  |  |  | Klik |  | 11700 |  |  |  |  | ex. P- 021 4-Oct-16, Damage replace bearing FB & RB (2 pcs), replace trust collar FB & RB (2 pcs), replace shaft sleeve (2 pcs) | 2021-11-11 |  | OK
115 | Utility | P-922B | SteamCondensate Pump | STEAM COND | FA41-516J4BM 0810TI-BV |  | 43 | 82 | 112 | 0.95 | 0.25 | 4.78 | 0.69 | 4.09 | 2.95 | CS | CS | CS | 2900 | 14.8 | 50 |  | 380 / 3 | Teikoku |  |  |  | Klik |  | 11700 |  | Change pompa ( rusak ) |  |  | PM, check external, retightening bolt | 2014-12-17 |  | OK
116 | Utility | Ex P-021 to P-922B | SteamCondensate Pump | STEAM COND | FA41-516J4BM 0810TI-BV |  | 43 | 82 | 112 | 0.95 | 0.25 | 4.78 | 0.69 | 4.09 | 2.95 | CS | CS | CS | 2900 | 14.8 | 50 |  | 380 / 3 | Teikoku |  |  |  | Klik |  | 11700
117 | Utility | P-934A | Regeneration Water pump |  | F41-417C4M |  | 30 | 7,3 | 32 | 0.995 | 0.8 | 0.048 | 3 | 0 | 3 | 7.9 | 304 | 304 | 2920 | 10.9 | 50 |  | 380 | Teikoku |  |  |  | Klik |  | 9800 |  |  |  |  | PM, check internal ID bearing FB:38.1 RB:38.1, OD shaft sleeve FB:37.9 RB:37.9, gap I: 4.3 II: 2.9 endplay: 1.4 | 2013-09-10
118 | Utility | P-934B | Regeneration Water pump |  | F41-417C4M |  | 30 | 7,3 | 32 | 0.995 | 0.8 | 0.048 | 3 | 0 | 3 | 7.9 | 304 | 304 | 2920 | 10.9 | 50 |  | 380 | Teikoku |  |  |  | Klik |  | 9800 |  |  |  |  | PM, check external, retightening bolt | 2013-09-10
119 | Utility | P-982A | T - 980 Bottom Pump | WWT | F41-317 J4BM 0405TI-BV | CL-2233 | 51 | 13,9 | 102 | 957 | 0.24 | 1.13 | 5.294 | 0.413 | 4.881 | 3 | 304 | 304 | 2900 | 4.6 | 50 |  | 380 | Teikoku |  |  |  | Klik |  | 5200 |  |  |  |  | TRG High, replace bearing A & B material changed to SIC (2 pcs), replace shaft sleeve SUS 316+tan carbide (2 pcs), replace trust collar SUS316+tan carbide(2 pcs), running TRG:0.35 gap I:4.1 gap II:2.8 endplay:1.3 | 2014-01-30
120 | Utility | P-982B | T - 980 Bottom Pump | WWT | F41-317 J4BM 0405TI-BV | CL-2233 | 51 | 13,9 | 102 | 957 | 0.24 | 1.13 | 5.294 | 0.413 | 4.881 | 3 | 304 | 304 | 2900 | 4.6 | 50 |  | 380 | Teikoku |  |  |  | Klik |  | 5200 |  |  |  |  | PM 6 month, check external, drain cooling jacket, cleaning body | 2012-12-07
121 | Utility | P-985 | T - 980 Oil Pump | FOL | F41-215F4AM-0204SI-BV | CL-2234 | 29 | 2,3 | 42 | 796 | 0.64 | 0.1 | 2.805 | 0.496 | 2.308 | 12 | 304 | 304 | 1430 | 0.8 | 50 |  | 380 | Teikoku |  |  |  | Klik |  | 5200 |  |  |  |  | PM 6 month, pump stand by | 2013-08-09
122 | CO2 Liquid | P-771 A | Product Loading | Liquid CO2 | CNF 50-200 |  | 50 | 15,0 | -25 | 1.054 | 0.1 | 25 | 2.5 |  |  |  | JL1040 | CS | 2905 | 17.5 | 50 |  | 400 | Hermetic | [7 empty] | Change pompa sebelumnya rusak (smith gear pump)
123 | CO2 Liquid | P-37320-01 | Product Transfer | Liquid CO2 | CAMR 2/3 | 4110020292 | 42 | 4,2 | -23 | 1.054 | 0.1 | 40 | 2.5 |  |  | JS1025 |  |  | 2720 | 4.3 | 50 |  | 400 | Hermetic
Total | [29 empty] | 1015800
Note :
Total Equipment |  |  | 123 | [29 empty] | 40 |  | 117 |  |  | 112
91.06%
PON
Menu
Menu

## 39
|  |  | EQUIPMENT LIST | [16 empty] | Document No. | : MNTC-ME
[20 empty] | Revision | : 0
[20 empty] | Date of issue | : 2023
PT. PETRO OXO NUSANTARA | [19 empty] | Page | : 1 of 1
FILTER
2027-12-31
No | Area | Tag No | Service | Fluid | Volume | Design Press. | Design Temp. | Hydro Test P. | Pneumat Test P. | Corrosion | Radio. test | Size Tower |  | Material |  |  |  |  | Code | Manufacture | Category |  | Complex grade | Spare | Price | Installation | Remark |  |  |  |  | EaMS update
[5 empty] | m3 | kgf/cm2G | 0C | kgf/cm2G | kgf/cm2G | Allowance | % | Shell ID ( mm ) | Length ( mm ) | Shell | Head | Nozzle | Flange | Support, leg, lug | ASME |  | Score | Grade |  | Part | USD | Date |  |  | History | Date | Rekomendasi S/D 2027
1 | Utility | F-012A | [21 empty] | Klik |  |  |  | U15
2 | Utility | F-012B | [21 empty] | Klik |  |  |  | U15
3 | Syn Gas | F-021 | MEA Filter | MEA Solution |  | 15,47 | 100 | 23.2 | [11 empty] | MEMTEC |  |  |  | Klik | 49000 |  |  | S22 | Differential pressure high 0.5 kg/cm2, Replace cartridge filter U010 AW300 (3 pcs) | 2010-11-26 |  | OK
4 | Syn Gas | F-022 | Activated Carbon Filter | Cool Lean Amine Solution | 0.61 | 15 | 200 | 22,5 |  | 3 |  | 500 | 3900 | [6 empty] | MECO |  |  |  | Klik | 49000 |  |  | S22 | Differential pressure high, open hand hole bottom (2 pcs), open cover top side, replace gasket dia. 1-1/2" #150 (1 pcs) gasket dia. 2" #150 (1 pcs), replace carbon active by Prod. | 2019-03-28 |  | OK
5 | Octanol | F-240 | Cat Centrifugal Filter | Hydrocarbon + CAT |  | 0.1 | 50 | 0.15 | [15 empty] | Klik | 81200 |  |  | OP-010 | Noise, replace bearing motor, replace bearing top and bottom 6208 ZZ/C3 (2 pcs), replace V-Belt B83 (3 pcs) | 2021-12-24 |  | OK
6 | Octanol | F-412A | D - 412 Filter | Hydrocarbon |  | 6,3 | 250 | 9.5 | [11 empty] | MEMTEC |  |  |  | Klik | 21000 |  |  | OP-013 | Pressure drop, replace cartridge filter metallic cartridge P5515D-20GE-D0 (18 pcs) | 2010-01-11 |  | OK
7 | Octanol | F-412A ADDITIONAL | D - 412 Filter | Hydrocarbon |  | 6,3 | 250 | 9.5 | [11 empty] | MEMTEC |  |  |  | Klik | 21000 |  |  |  | Additional piping for filter | 2017-11-03
8 | Octanol | F-412B | D - 412 Filter | Hydrocarbon |  | 6,3 | 250 | [12 empty] | Universal Filtration |  |  |  |  | 2980 |  | Additional 2025 |  | Pressure drop, replace cartridge filter metallic cartridge P5515D-20GE-D0 (18 pcs) | 2010-01-11 |  | OK
8 | Octanol | F-512 | D - 512 Filter | Hydrocarbon |  | 6,3 | 250 | 9.5 | [11 empty] | MEMTEC |  |  |  | Klik | 25200 |  |  | OP19 | Cleaning, open cover cleaning cartridge filter | 2008-12-29 |  | OK
9 | Octanol | F-512B | D - 512 Filter | Hydrocarbon |  | 6,3 | 250 | [12 empty] | Universal Filtration |  |  |  |  | 1890 |  | Additional 2025 |  | Cleaning, open cover cleaning cartridge filter | 2008-12-29 |  | OK
9 | Octanol | F-612 | D - 612 Filter | Hydrocarbon |  | 6,3 | 250 | 9.5 | [11 empty] | MEMTEC |  |  |  | Klik | 7000 |  |  | OP24 | Cleaning, open cover cleaning cartridge filter | 2008-12-29 |  | OK
10 | UTL/SWWT | F-871A | Bag Filter 100 micron | Water | [15 empty] | PT. Tirta Semesta Engineering |  |  |  | Klik |  | 2022-12-30 |  |  | New unit of RO/SWWT | 2022-12-30
11 | UTL/SWWT | F-871B | Bag Filter 100 micron | Water | [15 empty] | PT. Tirta Semesta Engineering |  |  |  | Klik |  | 2022-12-30 |  |  | New unit of RO/SWWT | 2022-12-30
12 | UTL/SWWT | F-872A | Cartridge filter 10 micron | Water |  | 5 | 60 | 6.5 |  |  |  | 511 | 1075 | SUS 304 | SUS 304 | SUS 304 | SUS 304 | SUS 304 | ASME.VIII.DIV.1 | PT. Tirta Semesta Engineering |  |  |  | Klik |  | 2022-12-30 |  |  | New unit of RO/SWWT | 2022-12-30
13 | UTL/SWWT | F-872B | Cartridge filter 10 micron | Water |  | 5 | 60 | 6.5 |  |  |  | 511 | 1075 | SUS 304 | SUS 304 | SUS 304 | SUS 304 | SUS 304 | ASME.VIII.DIV.1 | PT. Tirta Semesta Engineering |  |  |  | Klik |  | 2022-12-30 |  |  | New unit of RO/SWWT | 2022-12-30
14 | UTL/SWWT | F-873 | Filter Chemical cleaning | Water | [19 empty] | Klik |  | 2022-12-30 |  |  | New unit of RO/SWWT | 2022-12-30
15 | Octanol | F-966 | [21 empty] | Klik |  |  |  | OP34
16 | CO2 Gas | F-10409-06 | [21 empty] | Klik |  |  |  | CO(009611)
17 | CO2 Gas | F-11404-08 | [21 empty] | Klik |  |  |  | CO(009610)
18 | CO2 Gas | F-11402-08 | [21 empty] | Klik |  |  |  | CO(009610)
19 | CO2 Gas | F-11503-10 | [21 empty] | Klik |  |  |  | CO(009610)
20 | CO2 Gas | F-11409-08 | [21 empty] | Klik |  |  |  | CO(009610)
21 | CO2 Gas | F-11409-43 | [21 empty] | Klik |  |  |  | CO(009610)
22 | CO2 Gas | F-11409-41 | [21 empty] | Klik |  |  |  | CO(009610)
23 | CO2 Gas | F-11409-25 | [21 empty] | Klik |  |  |  | CO(009610)
24 | CO2 Gas | F-11409-04A | [21 empty] | Klik |  |  |  | CO(009610)
25 | CO2 Gas | F-11409-04B | [21 empty] | Klik |  |  |  | CO(009610)
26 | CO2 Gas | F-10303-12 | [21 empty] | Klik |  |  |  | CO(009610)
27 | CO2 Gas | F-10403-15 | [21 empty] | Klik |  |  |  | CO(009611)
28 | CO2 Gas | F-36100-06A | [21 empty] | Klik |  |  |  | CO(009611)
29 | CO2 Gas | F-36100-06B | [21 empty] | Klik |  |  |  | CO(009611)
30 | CO2 Gas | F-36100-05A | [21 empty] | Klik |  |  |  | CO(009611)
31 | CO2 Gas | F-36100-05B | [21 empty] | Klik |  |  |  | CO(009611)
32 | CO2 Gas | F-11204-02 | [21 empty] | Klik |  |  |  | CO(133565)
33 | Syn Gas | U-051-D2 | [21 empty] | Klik |  |  |  | S11
34 | Syn Gas | U051 D1A | [21 empty] | Klik |  |  |  | S11 | Additional, start up guard bed | 2009-11-05
35 | Syn Gas | U051 D1B | [21 empty] | Klik |  |  |  | S11
36 | Syn Gas | U-031-D1 | [21 empty] | Klik |  |  |  | S12
37 | Syn Gas | U-041-D2 | [21 empty] | Klik |  |  |  | S12
38 | Syn Gas | U-041-D1A | [21 empty] | Klik |  |  |  | S14
39 | Syn Gas | U-041-D1B | [21 empty] | Klik |  |  |  | S14
40 | Syn Gas | U-041-D1C | [21 empty] | Klik |  |  |  | S14
41 | Syn Gas | U-041-D1D | [21 empty] | Klik |  |  |  | S14
42 | Syn Gas | U-041-D3 | [21 empty] | Klik |  |  |  | S14
43 | Syn Gas | U-041-D4 | [21 empty] | Klik |  |  |  | S14
Total | [24 empty] | 258270
Note :
Total Equipment |  |  | 45 | [24 empty] | 35 | 15
[28 empty] | 77.78% | 33.33%
PON
Menu
PON
Menu

## 38
|  |  | EQUIPMENT LIST | [21 empty] | Document No. |  |  | : MNTC-ME
[25 empty] | Revision |  |  | : 0
[25 empty] | Date of issue |  |  | : 2023
PT. PETRO OXO NUSANTARA | [24 empty] | Page |  |  | :
HEAT EXCHANGER (STHE, PHE)
No | Area | Tag no | Service | Fluid |  | Type | Surface | Design Press. |  | Hydro Test P. |  | Design Temp. |  | Pneumat Test P. | Corrosion | Radio. test | Size Exchanger |  | Material |  |  |  |  | Code | Manufacture | Category |  | Complex Grade | Spare | Price | Installation | Remark |  |  |  |  | 2027-12-31
[7 empty] | Area | kgf/cm2G |  | kgf/cm2G |  | oC |  | kgf/cm2G | Allowance | % | Shell ID ( mm ) | Length ( mm ) | Shell | Head | Tube | Flange | Support, | ASME |  | Score | Grade |  | Parts | USD | Date
|  |  |  | Shell Side | Tube Side |  | m2 | Shell | Tube | Shell | Tube | Shell | Tube | [9 empty] | leg, lug | [11 empty] | History | Date | Rekomendasi S/D 2027 | EaMS update
1 | Syn Gas | E-001 | C - 011 After Cooler | GHY | CWS | BEM | 15 | 24 | 5 | 36 | 7.5 | 170 | 45 |  | 1 |  | 330 | 1998 | A515 Gr.60 | A515 Gr.60 | A179 | CS | CS |  | MECO | 5 | C | * | Klik |  | 2008-12-09 |  | S11 | S16 | Replace HE By new one , replace gasket 3" #150,#600 ( 1pcs ) | 2004-06-23 |  | OK
2 | Syn Gas | E-003 | C - 013 After Cooler | GOX | CWS | BEM | 48,3 | 28 | 5 | 42 | 7,5 | 110 | 45 |  | 1 |  | 530 | 3000 | A516 Gr.70 | A516 Gr.70 | A179 | CS | CS | ASME SEC. VIII | MECO | 5 | C | * | Klik |  | 2007-10-27 |  | S9 |  | Replace HE By new one | 2020-11-02 |  | OK
3 | Syn Gas | E-008 | [26 empty] | Klik |  |  |  | U23
4 | Syn Gas | E-009 | N.G Booster By - Pass Cooler | PNG | CWS | AEM-H | 35 | 21 | 5 | 31.5 | 7.5 | 80 | 45 |  | 1 |  | 310 | 2000 | A515 Gr.60 | A515 Gr.60 | A179 | CS | CS |  | MECO | 5 | C | * | Klik |  |  |  | U23 |  | Replace new one | 2022-04-01 |  | OK
5 | Syn Gas | E-009B | [22 empty] | PT.PON |  |  |  | Klik |  |  |  | U23 |  |  |  |  | OK
6 | Syn Gas | E-010 | Reformer Feed Preheating.C. | Flue Gas | Proces Gas | WHS | 45.24 | - | 16 | - | 78.6 | - | 700 |  | 0 | 100 | 1600 | 2700 | SS400 | - | A312 TP321H | A182 F321H | SS400 | Coil : API RP 530, Manifold : ASME B31.3 | Berkah Mekatek Jaya | 5 | C | * | Klik | 200000 | 2023-02-09 |  | S2 |  | Replace new unit | 2023-02-09 |  | OK
7 | Syn Gas | E-010B | Reformer Feed Preheating.C. | Flue Gas | Proces Gas | WHS | 9.58 | - | 16 | - | 60.12 | - | 775 |  | 0 | 100 | 2220 | 2460 | A36 | - | A312 TP321H | A182 F321H | A36 | Coil : API RP 530, Manifold : ASME B31.3 | Berkah Mekatek Jaya | 125 | C,S,E | *** | Klik | 120000 | 2023-02-09 |  | S2 |  | Replace new unit | 2023-02-09 |  | OK
8 | Syn Gas | E-012 | 2nd N.G Feed Preheating C. | Flue Gas | Natural Gas | WHS | 10.05 | - | 21 | - | 86.3 | - | 550 |  | 0 | 100 | 1680 | 2800 | SS400 | - | A335 P22 |  | SS400 | Coil : API RP 530, Manifold : ASME B31.3 | Berkah Mekatek Jaya | 125 | C,S,E | *** | Klik | 42000 | 2023-02-09 |  | S2 |  | Replace new unit | 2023-02-09 |  | OK
9 | Syn Gas | E-013 | Waste Heat Boiler Coil | Flue Gas | Boiler Water & Steam | WHS | 224 | - | 19.5 | - | 29.3 | - | 300 |  | 0 |  | 2850 | 4350 | SS400 | - | A106 Gr.B | A105 | SS400 | ASME SEC. I | Berkah Mekatek Jaya | 5 | C | * | Klik | 320000 | 2023-02-09 |  | S2 |  | Replace new unit | 2023-02-09 |  | OK
10 | Syn Gas | E-014 | 1st N.G Feed Preheating C. | Flue Gas | Natural Gas | WHS | 70.38 | - | 21 | - | 34 | - | 280 |  | 0 |  | 4350 | 3000 | SS400 | - | A106 Gr.B | A105 | SS400 | Coil : API RP 530, Manifold : ASME B31.3 | Berkah Mekatek Jaya | 125 | C,S,E | *** | Klik | 200000 | 2023-02-09 |  | S2 |  | Replace new unit | 2023-02-09 |  | OK
11 | Syn Gas | E-015 | Combustion Air Preheating C | Flue Gas | Flue Gas | OCAP | 364 | 0.1 | - | - | - | 400 | - |  | - |  | 2140 | 1727 | CS Coated | CS Coated | - | CS | CS |  | MECS Elessent China | 5 | C | * | Klik | 240000 | 2023-02-09 |  | S2 |  | Replace new unit | 2023-02-09 |  | OK
12 | Syn Gas | E-016 | Waste Heat Boiler | FW/STM | Reformed Gas | HORIZONTAL | 180,5 | 19,5&FV | 11,5 | 29,3 | 17,3 | 215 | 300 |  | 1.6 |  | 1200 | 9909 | A516 Gr.70 | A387-11 Cl.2 | A213-T11 S | A182-F11 Cl.2 | SS400 | ASME SEC. VIII Div 1 | Berkah Mekatek Jaya | 5 | C | * | Klik | 310000 | 2023-02-09 |  | S4 |  | Replace new unit | 2023-02-09 |  | OK
13 | Syn Gas | E-017A | BFW Preheater | Proces gas/BFW | Process Gas | BEM | 132.8 | 29 | 11 | 43.5 | 16.5 | 170 | 270 |  | 1 |  | 600 | 5000 | CS | CS | CS | CS | CS | ASME SEC. VIII | MECO | 5 | C | * | Klik |  |  |  | S4 |  | Cleaning by prod, Rekondisi cover HE krn luka ( by cokro ), Replace gasket HE & 12" ansi 150 | 2018-02-13 |  | OK
14 | Syn Gas | E-017B | BFW Preheater | Proces gas/BFW | Process Gas | BEM | 132.8 | 29 | 11 | 43.5 | 16.5 | 170 | 270 |  | 1 |  | 600 | 5000 | CS | CS | CS | CS | CS | ASME SEC. VIII | MECO | 5 | C | * | Klik |  |  |  | S4 |  | Install by new one | 2007-12-06 |  | OK
15 | Syn Gas | E-019 | Water Cooler | Proces gas/CWS | Process Gas | BEM |  | 5 | 11 | 7.5 | 16.5 | 70 | 150 |  | 3 |  | 500 | 3000 | CS | CS | CS | CS | CS | ASME SEC. VIII | MECO | 5 | C | * | Klik |  |  |  | S5 |  | Never opened |  |  | OK
16 | Syn Gas | E-021 | Stripper Reboiler | MEA Solution/Steam | LP. Steam | BKT | 201,1 | 6 & F.V | 6 | 9 | 9 | 170 | 200 |  | 3 |  | 910 | 6000 | A285 Gr.C | A285 Gr.C | A213 TP.304 | CS | CS |  | MECO | 5 | C | * | Klik |  |  |  | S6 |  | Replace gasket V-8602 size: 995 X 965 ( HE2 ) | 2003-05-03 |  | OK
17 | Syn Gas | E-022A | Lean / Rich Solution E. | MEA Solution | - | MX25-BFD | 157.5 | 6 | 15 | 9 | 22.5 | 150 | 150 |  | - |  | 940 | 2905 | 316 | - | - | 316 | CS |  | Alfa Laval KK | 5 | C | * | Klik | 30800 |  |  | S8 |  | Replace gasket PHE ( 44 pcs ) | 2022-05-11 |  | OK
18 | Syn Gas | E-022B | Lean / Rich Solution E. | MEA Solution | - | MX25-BFD | 157.5 | 6 | 15 | 9 | 22.5 | 150 | 150 |  | - |  | 940 | 2905 | 316 | - | - | 316 | CS |  | Alfa Laval KK | 5 | C | * | Klik |  |  |  | S8 |  | Replace Gasket | 2021-12-17 |  | OK
19 | Syn Gas | E-023 | Stripper Overhead Cond. | CO2 Steam/CWS | CWS | BEM | 90,1 | 4 & F.V | 5 | 6 | 7,5 | 150 | 45 |  | 0 |  | 550 | 5000 | A240-304 | A240-304 | A213 TP.304 | 304 | CS | ASME SEC. VIII | MECO | 5 | C | * | Klik |  |  |  | S7 |  |  |  |  | OK
20 | Syn Gas | E-024A | Lean Solution Cooler | MEA Solution | - | M10-BFD | 24.96 | 5 | 15 | 7.5 | 22.5 | 110 | 110 |  | - |  | 560 | 4998 | A106 Gr.B | - | A213 TP.304L |  |  |  | Alfa Laval KK | 5 | C | * | Klik | 28000 |  |  | S8 |  | Replace Gasket | 2020-10-23 |  | OK
21 | Syn Gas | E-024B | Lean Solution Cooler | MEA Solution | - | M10-BFD | 24.96 | 5 | 15 | 7.5 | 22.5 | 110 | 110 |  | - |  | 560 | 4998 | A106 Gr.B | - | A213 TP.304L |  |  |  | Alfa Laval KK | 5 | C | * | Klik |  |  |  | S8 |  | Replace Gasket | 2020-10-23 |  | OK
22 | Syn Gas | E-024C | Lean Solution Cooler | MEA Solution | - | R-BEM | 62.48 | 18.35 | 10.2 | 27.5 | 15.3 | 118 | 90 |  | - |  | 387.3 | 6000 | A106 Gr.B | A234 WPB | A213 TP.304L | A105 | CS | ASME SEC. VIII Div. 1 | Barata Indonesia | 5 | C | * | Klik |  | 2009-02-04 |  | S8 |  | Inspect tube APRIS and cleaning | 2023-02-02 |  | OK
23 | Syn Gas | E-025 | MEA Reclaimer | MEA Solution | Steam | BKT | 11.3 | 6 & F.V | 18 | 9 | 27 | 170 | 215 |  | 6 |  | 400 | 2500 | CS | CS | CS |  |  |  | MECO | 5 | C | * | Klik |  |  |  | S6 |  |  |  |  | OK
24 | Syn Gas | E-026A | Scrubber Water Cooler | CWS/MEA | - | Double tube | 3.66 | 5 | 29 | 7.5 | 43.5 | 45 | 170 |  | - |  | 1100 | 3000 | A106 Gr.B | A106 Gr.B | A106 Gr.B |  |  |  | MECO | 5 | C | * | Klik | 7000 |  |  | S9 |  | Replace pipe | 2022-08-01 |  | OK
25 | Syn Gas | E-026B | Scrubber Water Cooler | CWS/MEA | - | Double tube | 3.66 | 5 | 29 | 7.5 | 43.5 | 45 | 170 |  | - |  | 1100 | 3000 | A106 Gr.B | A106 Gr.B | A106 Gr.B |  |  |  | MECO | 5 | C | * | Klik | 7000 |  |  | S9 |  | Replace pipe | 2022-08-01 |  | OK
26 | Octanol | E-101 | D - 101 Reboiler | HWS/PPY | PPY | V-BEM | 205.8 | 10.8 | 28 | 16.2 | 42 | 130 | 70 |  | 3 |  | 1100 | 3000 | A515 Gr.60 | A515 Gr.60 | A179 |  |  |  | Beijing Chemical M | 5 | C | * | Klik | 42700 |  |  | OP-001
27 | Octanol | E-102 | Propylene Preheciter | HWS/PPY | PPY | H-BEM | 12.1 | 18 | 28 | 27 | 42 | 215 | 110 |  | 3 |  | 300 | 3000 | A515 Gr.60 | A515 Gr.60 | A179 |  |  | ASME SEC. VIII | Beijing Chemical M | 5 | C | * | Klik | 17800 |  |  | OP-001
28 | Octanol | E-103 | R - 102 Purge Cooler | NGS/CWS | CWS | H-AEM | 14.4 | 7.8 | 5 | 11.7 | 7.5 | 150 | 45 |  | 1 |  | 500 | 3000 | A285 Gr.C | A285 Gr.C | A179 |  |  |  | Beijing Chemical M | 5 | C | * | Klik | 4500 |  |  | OP-001
29 | Octanol | E-114 | E - 115 Trim Cooler | OXO GAS/CWS | CWS | BEM | 37 | 23 | 5 | 34.5 | 7.5 | 130 | 45 |  | 0 |  | 500 | 3000 | A240-304 | A240-304 | A213 TP.304 |  |  | ASME SEC. VIII | MECO | 5 | C | * | Klik |  |  |  | OP-002 |  | aktifitas passivasi by prod | 2003-05-06 |  | OK
30 | Octanol | E-121 | T - 120 Feed Preheater | LPS/ALD CAT | ALD. CAT | H-BEM | 49,1 | 6 | 23 | 9 | 34,5 | 200 | 150 |  | 1 |  | 5000 | 5000 | CS | C.S | TP.304 |  |  |  | Beijing Chemical M | 5 | C | * | Klik | 24200 |  |  | OP-004 |  |  |  |  | OK
31 | Octanol | E-125 | Middle Press Oxo Gas C. | OXO GAS/RWS | RWS | H-AEM | 4,6 | 6,3 | 5 | 9,5 | 7,5 | 105 | 40 |  | 0 |  | 300 | 1500 | 304 | A240-304 | A213 TP.304 |  |  |  | Beijing Chemical M | 5 | C | * | Klik | 4400 |  |  | OP-004 |  |  |  |  | OK
32 | Octanol | E-135 | R - 130 Outlet Cooler | ALD/CWS | CWS | H-BEM | 34,7 | 23 | 5 | 34,5 | 7,5 | 130 | 45 |  | 0 |  | 450 | 3000 | 304 | TP.304 | TP.304 |  |  |  | Beijing Chemical M | 5 | C | * | Klik | 25600 |  |  | OP-003 |  |  |  |  | OK
33 | Octanol | E-136 | D - 135 Conclenser | GOX/RWS | RWS | H-AEM | 6,1 | 23 | 5 | 34,5 | 7,5 | 90 | 40 |  | 0 |  | 300 | 1500 | 304 | A240-304 | A213 TP.304 |  |  |  | Beijing Chemical M | 5 | C | * | Klik | 10200 |  |  | OP-003 |  |  |  |  | OK
34 | Octanol | E-141 | T - 140 Feed Preheater | ALD/CAT | CAT | H-BEM | 243.9 | 6.3 | 27.5 | 9.5 | 41.3 | 130 | 140 |  | 0 |  | 950 | 5000 | 304 | A240-304 | A213 TP.304 |  |  |  | Beijing Chemical M | 5 | C | * | Klik | 181300 |  |  | OP-005 |  |  |  |  | OK
35 | Octanol | E-142 | T - 140 Reboiler | MPS/CAT | CAT | H-BEM | 272.8 | 18 | 2 | 22 | 3 | 215 | 155 |  | 1 |  | 1300 | 3000 | CS | A516 Gr.60 | A213 TP.304 |  |  |  | Beijing Chemical M | 5 | C | * | Klik | 132000 |  |  | OP-005 |  |  |  |  | OK
36 | Octanol | E-147 | TK - 141 Vent Condenser | ALD/RWS | RWS | H-AEM | 4.6 | 2 | 5 | 3 | 7.5 | 50 | 40 |  | 0 |  | 261 | 1500 | 304 | A240-304 | A213 TP.304 |  |  |  | Beijing Chemical M | 5 | C | * | Klik | 4200 |  |  | OP28 |  |  |  |  | OK
37 | Octanol | E-148 | E - 145 Trim Cooler | ALD/CWS | CWS | BEM | 137,5 | 2 | 5 | 3 | 7,5 | 110 | 45 |  | 0 |  | 920 | 3000 | 304 | A240-304 | A213 TP.304 |  |  |  | MECO | 5 | C | * | Klik |  |  |  | OP-005 |  | Check vibration | 2010-02-10 |  | OK
38 | Octanol | E-152 | C - 150 Discharge Cooler | ALD, PPA/CWS | CWS | H-AEM | 33.1 | 7.8 | 5 | 11.7 | 7.5 | 145 | 45 |  | 0 |  | 365 | 5000 | 304 | A240-304 | A213 TP.304 |  |  |  | Beijing Chemical M | 5 | C | * | Klik | 13000 |  |  | OP-006 |  |  |  |  | OK
39 | Octanol | E-153 | C - 150 Dischaarge Sub C | ALD, PPA/RWS | RWS | H-AEM | 18.1 | 7.8 | 5 | 11.7 | 7.5 | 50 | 40 |  | 0 |  | 350 | 3000 | 304 | A240-304 | A213 TP.304 |  |  |  | Beijing Chemical M | 5 | C | * | Klik | 10300 |  |  | OP-006 |  |  |  |  | OK
40 | Octanol | E-161 | T - 160 Feed Preheater | NBD/ALD | ALD | H-BEM | 10.6 | 8 | 5 | 12 | 7.5 | 110 | 65 |  | 0 |  | 261 | 3000 | 304 | A240-304 | A213 TP.304 |  |  |  | Beijing Chemical M | 5 | C | * | Klik | 8800 |  |  | OP-007 |  | Replace gasket cover head | 1998-05-27 |  | OK
41 | Octanol | E-162 | T - 160 Reboiler | LPS/NBD | NBD | V-BEM | 110.3 | 6 | 2 | 9 | 3 | 200 | 110 |  | 1 |  | 800 | 3000 | SC | A285 Gr.C | A213 TP.304 |  |  |  | Beijing Chemical M | 5 | C | * | Klik | 54000 |  |  | OP-007 |  |  |  |  | OK
42 | Octanol | E-163 | NBD Cooler | NBD/CWS | CWS | H-BEM | 49.5 | 8 | 5 | 12 | 7.5 | 90 | 45 |  | 0 |  | 414 | 5000 | 304 | A240-304 | A213 TP.304 |  |  |  | Beijing Chemical M | 5 | C | * | Klik | 27300 |  |  | OP-007 |  |  |  |  | OK
43 | Octanol | E-164 | TK - 161 Vent Condenser | NBD/RWS | RWS | H-AEM | 4.8 | 2 | 5 | 3 | 7.5 | 50 | 40 |  | 0 |  | 300 | 1500 | 304 | A240-304 | A213 TP.304 |  |  |  | Beijing Chemical M | 5 | C | * | Klik | 4200 |  |  | OP28 |  |  |  |  | OK
44 | Octanol | E-166 | T - 160 Sub Condenser | IBD/CWS | CWS | H-AEM | 34,9 | 2 | 5 | 3 | 7,5 | 110 | 45 |  | 0 |  | 400 | 5000 | 304 | A240-304 | A213 TP.304 |  |  |  | Beijing Chemical M | 5 | C | * | Klik | 23800 |  |  | OP-007 |  | Cleaning by prod | 2008-12-16 |  | OK
45 | Octanol | E-169 | TK - 162 Vent Condenser | IBD/RWS | RWS | H-AEM | 4.7 | 2 | 5 | 3 | 7.5 | 60 | 40 |  | 0 |  | 270 | 1500 | 304 | A240-304 | A213 TP.304 |  |  |  | MECO | 5 | C | * | Klik |  |  |  | OP28 |  |  |  |  | OK
46 | Octanol | E-172 | T - 170 Reboiler | LPS/NBA | LPS | V-BEM | 41,9 | 6 | 2 | 9 | 3 | 200 | 145 |  | 1 |  | 550 | 3000 | CS | 304 | 304 |  |  |  | Aweco Indosteel Perkasa | 5 | C | * | Klik | 19500 | 2022-06-15 |  |  |  | Install new unit of T-170 | 2022-06-15
47 | Octanol | E-174 | IBD Prod Cooler | IBD | CWS | BEM | 5.25 | 10.54 | 10.54 | 21.84 | 21.84 | 85 | 85 |  | 0 |  | 254.46 | 2000 | A312-304 | A312-304 | A312-304 |  |  |  | Berkah Mekatek Jaya | 5 | C | * | Klik |  | 2022-06-15 |  |  |  | Install new unit of T-170 | 2022-06-15
48 | Octanol | E-176 | T - 170 Sub Condenser | NBA | RWS | TEMA-R | 2.69 | 2 | 5 | 3 | 7.5 | 50 | 40 |  | 3 |  | 261 | 1200 | 304 | 304 | 304 |  |  |  | Leewon Industrial | 5 | C | * | Klik |  | 2022-06-15 |  |  |  | Install new unit of T-170 | 2022-06-15
49 | Octanol | E-179 | TK - 172 Vent Condenser | IBD | RWS | TEMA-R | 4.7 | 2 | 5 | 3 | 7.5 | 60 | 40 |  | 0 |  | 270 | 1500 | 304 | 304 | 304 |  |  |  | Leewon Industrial | 5 | C | * | Klik |  | 2022-06-15 |  |  |  | Install new unit of T-170 | 2022-06-15
50 | Octanol | E-212 | T - 210 Reboiler | MPS/CAT | CAT | H-BEM | 3.1 | 18 | 5 & F.V | 11.7 | 7.5 | 150 | 45 |  | 1 |  | 253 | 1500 | CS | 304 | 304 |  |  |  | Beijing Chemical M | 5 | C | * | Klik | 6000 |  |  | OP-008 |  |  |  |  | OK
51 | Octanol | E-215 | T - 210 Condenser | TOL/CWS | CWS | H-AEM | 33,7 | 2 & FV | 5 | 3 | 7,5 | 110 | 45 |  | 0 |  | 450 | 3000 | 304 | CS | 304 |  |  |  | MECO | 5 | C | * | Klik |  |  |  | OP-008 |  |  |  |  | OK
52 | Octanol | E-216 | T - 210 Sub Condenser | TOL/RWS | RWS | H-AEM | 3,9 | 2 & FV | 5 | 3 | 7,5 | 50 | 40 |  | 0 |  | 261 | 1500 | 304 | CS | 304 |  |  |  | Beijing Chemical M | 5 | C | * | Klik | 3500 |  |  | OP-008 |  |  |  |  | OK
53 | Octanol | E-222 | T - 220 Reboiler | MPS/CAT | CAT | H-BEM | 6.1 | 18 | 5.5&FV | 27 | 7.5 | 215 | 170 |  | 1 |  | 305 | 1500 | CS | 304 | 304 |  |  |  | Beijing Chemical M | 5 | C | * | Klik | 8000 |  |  | OP-009 |  |  |  |  | OK
54 | Octanol | E-225 | T - 220 Condenser | WWT/CWS | CWS | H-BEM | 226.8 | 2 & FV | 5 | 3 | 7,5 | 115 | 45 |  | 0 |  | 850 | 5000 | 304 | CS | 304 |  |  |  | Beijing Chemical M | 5 | C | * | Klik | 77000 |  |  | OP-009 |  |  |  |  | OK
55 | Octanol | E-226 | T - 220 Sub Condenser | WWT/RWS | RWS | H-BEM | 17,7 | 2 & FV | 5 | 3 | 7,5 | 50 | 40 |  | 0 |  | 350 | 3000 | 304 | CS | 304 |  |  |  | MECO | 5 | C | * | Klik |  |  |  | OP-009 |  |  |  |  | OK
56 | Octanol | E-252 | T - 250 Reboiler | MPS/CAT | CAT | H-BEM | 3.5 | 18 | 5 | 27 | 7.5 | 215 | 165 |  | 1 |  | 300 | 1500 | CS | 304 | 304 |  |  |  | Beijing Chemical M | 5 | C | * | Klik | 6200 |  |  | OP-010 |  | Cleaning by prod, replace gasket V-523 size: 380 x 360 T. 3mm HE 1 | 2001-05-10 |  | OK
57 | Octanol | E-255 | T - 250 Condenser | WWT/CWS | CWS | H-AEM | 9,1 | 2 | 5 | 3 | 7,5 | 110 | 45 |  | 0 |  | 300 | 3000 | 304 | CS | 304 |  |  |  | Beijing Chemical M | 5 | C | * | Klik | 6200 |  |  | OP-010 |  |  |  |  | OK
58 | Octanol | E-313 | Recycle NaOH Cooler | SHY/CWS | CWS | H-BEM | 84,8 | 5 | 5 | 7,5 | 7,5 | 105 | 45 |  | 0 |  | 500 | 5000 | 304 | CS | 304 |  |  |  | Beijing Chemical M | 5 | C | * | Klik | 31000 |  |  | OP-011 |  |  |  |  | OK
59 | Octanol | E-315 | R - 310 Condenser | NBD/CWS | CWS | H-AEM | 9,4 | 2 | 5 | 3 | 7,5 | 105 | 45 |  | 0 |  | 400 | 1500 | 304 | CS | 304 |  |  |  | Beijing Chemical M | 5 | C | * | Klik | 6900 |  |  | OP-011 |  |  |  |  | OK
60 | Octanol | E-322 | T - 320 Reboiler | MPS/EPA | EPA | H-BEM | 111,6 | 18 | 5 & FV | 27 | 7,5 | 215 | 185 |  | 1 |  | 570 | 5000 | CS | 304 | 304 |  |  |  | MECO | 5 | C | * | Klik |  |  |  | OP-012 |  |  |  |  | OK
61 | Octanol | E-324 | T - 320 Heat Recovery Con. | EPA/NBD | NBD | H-BXM | 423.9 | 2 & FV | 8 | 3 | 12 | 115 | 110 |  | 0 |  | 1200 | 5000 | 304 | 304 | 304 |  |  |  | MECO | 5 | C | * | Klik |  |  |  | OP-012 |  |  |  |  | OK
62 | Octanol | E-325 | T - 320 Condenser | EPA/CWS | CWS | H-BJM | 363,5 | 2 & FV | 5 | 3 | 7,5 | 110 | 45 |  | 0 |  | 1150 | 5000 | 304 | CS | 304 |  |  |  | MECO | 5 | C | * | Klik |  |  |  | OP-012 |  |  |  |  | OK
63 | Octanol | E-411A | R - 410 Feed Preheater | MPS/EPA | EPA | H-BEM | 16,5 | 18 | 45 | 27 | 67,5 | 215 | 130 |  | 1 |  | 350 | 3000 | CS | 304 | 304 |  |  |  | Beijing Chemical M | 25 | C,S | ** | Klik | 20300 | 2016-03-07 |  | OP-013 |  | Replace HE By new one ( karena bocor pada sisi shell ) | 2017-03-11 |  | OK
64 | Octanol | E-411B | R - 410 B Feed Preheater | MPS/EPA | EPA | H-BEM | 16,5 | 18 | 45 | 27 | 67,5 | 215 | 130 |  | 1 |  | 350 | 3000 | CS | 304 | 304 |  |  |  | PT. Tokki Engineering | 25 | C,S | ** | Klik | 33000 | 2022-12-01 |  |  |  | Install new unit of R-410 B | 2022-12-01 |  | OK
65 | Octanol | E-412 | C - 412 After Cooler | GHY/CWS | CWS | BEM | 46.9 | 45 | 5 | 67.5 | 7.5 | 70 | 45 |  | 1 |  | 620 | 3000 | CS | CS | CS | CS |  |  | MECO | 5 | C | * | Klik |  | 2018-03-06 |  | OP-014 |  | Cleaning by prod | 2004-11-08 |  | OK
66 | Octanol | E-413 | R - 410 Hot Solvent Cooler | 2EH/CWS | CWS | H-BEM | 53.1 | 6,3 | 5 | 9,5 | 7,5 | 250 | 45 |  | 0 |  | 400 | 5000 | 304 | 304 | 304 |  |  |  | Beijing Chemical M | 5 | C | * | Klik | 30100 |  |  | OP-013 |  | Cleaning by prod, replace gasket T-1995 size: 470 x 430 T. 3mm HE 1 | 2011-07-19 |  | OK
67 | Octanol | E-413B | R - 410 B Hot Solvent Cooler | 2EH/CWS | CWS | H-BEM | 53.1 | 6,3 | 5 | 9,5 | 7,5 | 250 | 45 |  | 0 |  | 400 | 5000 | 304 | 304 | 304 |  |  |  | PT. Tokki Engineering | 5 | C | * | Klik | 52000 | 2022-12-01 |  |  |  | Install new unit of R-410 B | 2022-12-01 |  | OK
68 | Octanol | E-415 | D - 412 Condenser | GHY/CWS | CWS | H-AEM | 7,8 | 6,3 | 5 | 9,5 | 7,5 | 250 | 45 |  | 0 |  | 350 | 1500 | 304 | CS | 304 |  |  |  | Beijing Chemical M | 5 | C | * | Klik | 7100 |  |  | OP-013 |  |  |  |  | OK
69 | Octanol | E-415B | D - 412 B Condenser | GHY/CWS | CWS | H-AEM | 7,8 | 6,3 | 5 | 9,5 | 7,5 | 250 | 45 |  | 0 |  | 350 | 1500 | 304 | CS | 304 |  |  |  | PT. Tokki Engineering | 5 | C | * | Klik | 26000 | 2022-12-01 |  |  |  | Install new unit of R-410 B | 2022-12-01 |  | OK
70 | Octanol | E-416 | D - 412 Sub Condenser | GHY/RWS | CWS | H-BEM | 3 | 4,6 | 5 | 6,9 | 7,5 | 110 | 40 |  | 0 |  | 261 | 1500 | 304 | CS | 304 |  |  |  | Beijing Chemical M | 5 | C | * | Klik | 3100 |  |  | OP-013 |  |  |  |  | OK
71 | Octanol | E-416B | D - 412 B Sub Condenser | GHY/RWS | CWS | H-BEM | 3 | 4,6 | 5 | 6,9 | 7,5 | 110 | 40 |  | 0 |  | 261 | 1500 | 304 | CS | 304 |  |  |  | PT. Tokki Engineering | 5 | C | * | Klik | 19000 | 2022-12-01 |  |  |  | Install new unit of R-410 B | 2022-12-01 |  | OK
72 | Octanol | E-419 | E 418 Trim Cooler | GHY/CWS | CWS | H-BEM | 79,7 | 5 | 45 | 7,5 | 67,5 | 45 | 250 |  | 0 |  | 600 | 3000 | CS | 304 | 304 |  |  |  | MECO | 5 | C | * | Klik |  | 2007-12-26 |  | OP19 | OP-013 | Replace HE By new one | 2020-06-05 |  | OK
73 | Octanol | E-422 | T - 420 Reboiler | MPS/2EH | 2EH | V-BEM | 78,2 | 18 | 2 & F.V | 27 | 3 | 2,5 | 150 |  | 1 |  | 700 | 3000 | CS | 304 | 304 |  |  |  | Beijing Chemical M | 5 | C | * | Klik | 36000 |  |  | OP-015 |  |  |  |  | OK
74 | Octanol | E-426 | E - 425 Trim Cooler | 2EH/RWS | RWS | H-BEM | 2,6 | 2 & FV | 5 | 3 | 7,5 | 50 | 40 |  | 0 |  | 261 | 1500 | 304 | CS | 304 |  |  |  | Beijing Chemical M | 5 | C | * | Klik | 3100 |  |  | OP-015 |  |  |  |  | OK
75 | Octanol | E-428 | E - 425 Trim Cooler | 2EH/CWS | CWS | BEM | 14,3 | 2 & FV | 5 | 3 | 7,5 | 110 | 45 |  | 0 |  | 380 | 2000 | 304 | CS | 304 |  |  |  | MECO | 5 | C | * | Klik |  |  |  | OP-015 |  |  |  |  | OK
76 | Octanol | E-432 | T 420 Reboiler | MPS/2EH | 2EH | V-BEM | 93.8 | 18 | 2 & FV | 27 | 3 | 215 | 150 |  | 1 |  | 750 | 3000 | CS | 304 | 304 |  |  |  | Beijing Chemical M | 5 | C | * | Klik | 40800 |  |  | OP-016 |  | Cleaning by prod, replace gasket cover HE 2 pcs, gasket 20" #150 1 pcs & 4" #150 1 pcs | 2018-02-12 |  | OK
77 | Octanol | E-434 | T - 430 Heat Recovery Cond. | 2EH/NBD | NBD | H-BXM | 125,6 | 2 & FV | 8 | 3 | 12 | 145 | 110 |  | 0 |  | 900 | 5000 | 304 | 304 | 304 |  |  |  | MECO | 5 | C | * | Klik |  |  |  | OP-016 |  | Repair leakage at flange, replace gasket cover Size:960 X 928 X t.3 mm 1 pcs | 1998-08-06 |  | OK
78 | Octanol | E-435 | T - 430 Condenser | 2EH/CWS | CWS | H-BJ21M | 63 | 2 & FV | 5 | 3 | 7,5 | 145 | 45 |  | 0 |  | 500 | 3000 | 304 | CS | 304 |  |  |  | MECO | 5 | C | * | Klik |  |  |  | OP-016 |  | Replace gasket SPWD 3/4" #300 2 pcs, gasket SPWD d62 x d34 x t4.5 #300 2 pcs | 1999-01-11 |  | OK
79 | Octanol | E-438 |  | 2EH | RWS | R-BEM | 37,37 | 10.546 | 10.546 | 25.1 | 25.1 | 57 | 57 |  | 3 |  | 5004 |  | SA106B | SA234WPB | 304 |  |  |  | PT.WARU TEKNIKATAMA | 5 | C | * | Klik |  |  |  | OP-016 |  |  |  |  | OK
80 | Octanol | E-442 | T - 440 Reboiler | MPS/2EHHE | MPS | V-BEM | 76.8 | 18 | 2 & FV | 27 | 3. | 215 | 195 |  | 1 |  | 700 | 3000 | CS | 304 | 304 |  |  |  | Beijing Chemical M | 5 | C | * | Klik | 33600 |  |  | OP17 |  | Cleaning, repair leak replace valve outlet 3/4" #150 1 pcs (05-03-11) | 2022-07-23 |  | OK
81 | Octanol | E-445 | T - 440 Condenser | 2EHHE/CWS | 2EH | AEM-H | 28,5 | 2 & FV | 5 | 3 | 7,5 | 135 | 45 |  | 0 |  | 450 | 3000 | 304 | 304 | 304 |  |  |  | MECO | 5 | C | * | Klik |  |  |  | OP-017 |  |  |  |  | OK
82 | Octanol | E-452 | T - 450 Reboiler | MPS/2EHLE | MPS | V-BEM | 13 | 18 | 2 & FV | 27 | 3. | 2,5 | 150 |  | 1 |  | 305 | 3000 | CS | 304 | 304 |  |  |  | Beijing Chemical M | 5 | C | * | Klik | 12700 |  |  | OP-017 |  |  |  |  | OK
83 | Octanol | E-455 | T - 450 Condenser | 2EHLE/CWS | 2EHLE | H-BEM | 32,6 | 2 & FV | 5 | 3 | 7,5 | 110 | 45 |  | 0 |  | 450 | 3000 | 304 | CS | 304 |  |  |  | Beijing Chemical M | 5 | C | * | Klik | 20000 |  |  | OP-017 |  |  |  |  | OK
84 | Octanol | E-511 | R - 510 Feed Preheater | MPS(CWS)/NBD | MPS/CWS | AEM-H | 10 | 18 | 45 | 27 | 67,5 | 215 | 130 |  | 3 |  | 300 | 3000 | 304 | 304 | 304 | CS |  |  | Beijing Chemical M | 5 | C | * | Klik | 9800 |  |  | OP19 |  |  |  |  | OK
85 | Octanol | E-511B | R - 510 B Feed Preheater | MPS(CWS)/NBD | MPS/CWS | AEM-H | 10 | 18 | 45 | 27 | 67,5 | 215 | 130 |  | 3 |  | 300 | 3000 | 304 | 304 | 304 | CS |  |  | Wuxi Suyang Chemical Equipment Co., Ltd. | 5 | C | * | Klik | 12500 | 2022-06-01 |  |  |  | Install new unit of R-510 B | 2022-06-01 |  | OK
86 | Octanol | E-513 | R - 510 Hot Solvent Cooler | NBA/CWS | NBA | H-BEM | 89,5 | 6,3 | 5 | 9,5 | 7,5 | 250 | 45 |  | 1 |  | 500 | 5000 | 304 | CS | 304 |  |  |  | Beijing Chemical M | 5 | C | * | Klik | 31100 |  |  | OP19 |  | Cleaning, replace gasket T-1995 Size: 570 X 536 X t.3 mm | 2011-07-13 |  | OK
87 | Octanol | E-513B | R - 510 B Hot Solvent Cooler | NBA/CWS | NBA | H-BEM | 89,5 | 6,3 | 5 | 9,5 | 7,5 | 250 | 45 |  | 1 |  | 500 | 5000 | 304 | CS | 304 |  |  |  | Beijing Chemical M | 5 | C | * | Klik | 26000 | 2022-06-01 |  |  |  | Install new unit of R-510 B | 2022-06-01 |  | OK
88 | Octanol | E-514 | R - 510 Solvent Cooler | NBA/CWS | NBA | H-AEM | 17,4 | 5 | 5 | 7,5 | 7,5 | 130 | 45 |  | 0 |  | 350 | 3000 | 304 | CS | 304 |  |  |  | Wuxi Suyang Chemical Equipment Co., Ltd. | 5 | C | * | Klik | 10100 |  |  | OP20 |  | Never opened |  |  | OK
89 | Octanol | E-515 | D - 512 Condenser | NBA/CWS | NBA | H-AEM | 4,1 | 6,3 | 5 | 9,5 | 7,5 | 100 | 40 |  | 1 |  | 261 | 1500 | 304 | CS | 304 |  |  |  | Beijing Chemical M | 5 | C | * | Klik | 4100 |  |  | OP19 |  | Leak test OK | 2005-02-13 |  | OK
90 | Octanol | E-515B | D - 512 B Condenser | NBA/CWS | NBA | H-AEM | 4,1 | 6,3 | 5 | 9,5 | 7,5 | 100 | 40 |  | 1 |  | 261 | 1500 | 304 | CS | 304 |  |  |  | Wuxi Suyang Chemical Equipment Co., Ltd. | 5 | C | * | Klik | 9500 | 2022-06-01 |  |  |  | Install new unit of R-510 B | 2022-06-01 |  | OK
91 | Octanol | E-516 | D - 512 Sub Condenser | GHY/RWS | GHY | H-AEM | 2,69 | 4,6 | 5 | 5,9 | 7,5 | 100 | 40 |  | 0 |  | 261 | 1500 | 304 | CS | 304 |  |  |  | Beijing Chemical M | 5 | C | * | Klik | 3100 |  |  | OP19 |  | Never opened |  |  | OK
92 | Octanol | E-516B | D - 512 B Sub Condenser | GHY/RWS | GHY | H-AEM | 2,69 | 4,6 | 5 | 5,9 | 7,5 | 100 | 40 |  | 0 |  | 261 | 1500 | 304 | CS | 304 |  |  |  | Wuxi Suyang Chemical Equipment Co., Ltd. | 5 | C | * | Klik | 9300 | 2022-06-01 |  |  |  | Install new unit of R-510 B | 2022-06-01 |  | OK
93 | Octanol | E-522 | T - 520 Reboiler | LPS/NBA | LPS | V-BEM | 41,9 | 6 | 2 | 9 | 3 | 200 | 145 |  | 1 |  | 550 | 3000 | CS | 304 | 304 |  |  |  | Beijing Chemical M | 5 | C | * | Klik | 19500 |  |  | OP20 |  |  |  |  | OK
94 | Octanol | E-526 | T - 520 Sub Condenser | NBA/RWS | NBA | H-AEM | 2,69 | 2 | 5 | 3 | 7,5 | 50 | 40 |  | 0 |  | 261 | 1500 | 304 | CS | 304 |  |  |  | Beijing Chemical M | 5 | C | * | Klik | 3220 |  |  | OP20 |  |  |  |  | OK
95 | Octanol | E-532 | T - 530 Reboiler | LPS/NBA | LPS | V-BEM | 53,2 | 6 | 2 | 9 | 3 | 200 | 130 |  | 1 |  | 600 | 3000 | CS | 304 | 304 |  |  |  | Beijing Chemical M | 5 | C | * | Klik | 28300 |  |  | OP21 |  | Cleaning inside tube & change gasket Size:780 X 754 X t.3 mm V 523 / T- 1841 | 31-Mei-05 |  | OK
96 | Octanol | E-537 | T - 530 Distillate Cooler | NBA/CWS | NBA | H-AEM | 43,6 | 8 | 5 | 12 | 7,5 | 110 | 45 |  | 0 |  | 400 | 5000 | 304 | CS | 304 |  |  |  | Nouvo Pignone | 5 | C | * | Klik | 17100 |  |  | OP21 |  |  |  |  | OK
97 | Octanol | E-542 | T - 540 Reboiler | MPS/NBAHE | MPS | V-BEM | 14.1 | 18 | 2 | 27 | 3 | 215 | 190 |  | 1 |  | 350 | 3000 | CS | 304 | 304 |  |  |  | Beijing Chemical M | 5 | C | * | Klik | 10200 |  |  | OP22 |  | Cleaning inside tube & change gasket top cover Size: 430 X 410 X t.3 mm V 523 / T- 1841 (1 pcs), change gasket spool bottom 2" #150 (1 pcs), change gasket line PGL 1-1/2" #150 (1 pcs), change gasket spool top 4" #150 (1 pcs) | 2000-09-06 |  | OK
98 | Octanol | E-545 | T - 540 Condenser | NBAHE/CWS | NBAHE | H-AEM | 13 | 2 | 5 | 3 | 7.5 | 130 | 45 |  | 0 |  | 400 | 1500 | 304 | CS | 304 |  |  |  | Beijing Chemical M | 5 | C | * | Klik | 9800 |  |  | OP22 |  |  |  |  | OK
99 | Octanol | E-552 | T - 550 Reboiler | LPS/NBALE | LPS | V-BEM | 17.7 | 6 | 2 | 9 | 3 | 200 | 120 |  | 1 |  | 350 | 3000 | CS | 304 | 304 |  |  |  | Beijing Chemical M | 5 | C | * | Klik | 15100 |  |  | OP23 |  |  |  |  | OK
100 | Octanol | E-555 | T - 550 Condenser | NBALE/CWS | NBALE | H-AEM | 25,4 | 2 | 5 | 3 | 7,5 | 130 | 45 |  | 0 |  | 400 | 3000 | 304 | CS | 304 |  |  |  | Beijing Chemical M | 5 | C | * | Klik | 13300 |  |  | OP23 |  |  |  |  | OK
101 | Octanol | E-611 | R - 610 Feed Preheater | MPS/IBD | MPS | H-AEM | 7.3 | 18 | 45 | 27 | 67.5 | 215 | 130 |  | 1 |  | 350 | 1500 | CS | 304 | 304 |  |  |  | Beijing Chemical M | 5 | C | * | Klik | 20700 |  |  | OP24 |  |  |  |  | OK
102 | Octanol | E-613 | R - 610 Hot Solvent Cooler | IBA/CWS | IBA | H-BEM | 48,6 | 7.2 | 5 | 10,8 | 7,5 | 120 | 45 |  | 0 |  | 400 | 5000 | 304 | CS | 304 |  |  |  | Beijing Chemical M | 5 | C | * | Klik | 13700 |  |  | OP24 |  | Cleaning, change gasket cover head Size: 470 X 430 X t.3 mm ( HE 2 ) V 6501 / T- 1995 (2 pcs) | 2011-07-13 |  | OK
103 | Octanol | E-614 | R - 61- Solvent Cooler | IBA/CWS | IBA | H-AEM | 28.9 | 4.3 | 5 | 6.5 | 7.5 | 120 | 45 |  | 0 |  | 350 | 5000 | 304 | CS | 304 |  |  |  | Beijing Chemical M | 5 | C | * | Klik | 12600 |  |  | OP25 |  |  |  |  | OK
104 | Octanol | E-615 | D - 612 Condenser | IBA/RWS | IBA | AEM-H | 5,8 | 4,6 | 5 | 6,9 | 7.5 | 250 | 40 |  | 0 |  | 300 | 1500 | 304 | 304 | 304 |  |  |  | Beijing Chemical M | 5 | C | * | Klik | 4600 |  |  | OP24 |  |  |  |  | OK
105 | Octanol | E-622 | T - 620 Reboiler | LPS/IBA | LPS | V-BEM | 70.7 | 6 | 2 | 9 | 3 | 200 | 120 |  | 1 |  | 650 | 3000 | CS | 304 | 304 |  |  |  | Beijing Chemical M | 5 | C | * | Klik | 31500 |  |  | OP25 |  |  |  |  | OK
106 | Octanol | E-626 | T - 620 Sub Condenser | IBA/RWS | IBA | H-BEM | 2,7 | 2 | 5 | 3 | 7,5 | 50 | 40 |  | 0 |  | 261 | 1500 | 304 | CS | 304 |  |  |  | Beijing Chemical M | 5 | C | * | Klik | 3100 |  |  | OP25 |  |  |  |  | OK
107 | Octanol | E-628 | E - 625 Trim Cooler | IBA/CWS | IBA | BEM | 18,1 | 2 | 5 | 3 | 7,5 | 110 | 45 |  | 0 |  | 420 | 2000 | 304 | CS | 304 |  |  |  | MECO | 5 | C | * | Klik |  |  |  | OP25 |  |  |  |  | OK
108 | Octanol | E-632 | T - 630 Reboiler | LPS/IBA | LPS | V-BEM | 32 | 6 | 2 | 9 | 3 | 200 | 120 | [11 empty] | Beijing Chemical M | 5 | C | * | Klik | 19900 |  |  | OP26 |  |  |  |  | OK
109 | Octanol | E-635 | T - 630 Condenser | IBA/CWS | IBA | H-BEM | 117,3 | 2 | 5 | 3 | 7,5 | 120 | 45 | [11 empty] | Beijing Chemical M | 5 | C | * | Klik | 45900 |  |  | OP26 |  | Cleaning, change gasket cover head Size:670 X 642 X t.3 mm ( HE 2 ) V 6501 / T- 1995 (2 pcs) | 2008-12-16 |  | OK
110 | Octanol | E-642 | T - 640 Reboiler | MPS/IBAHE | MPS | V-BEM | 5.9 | 18 | 2 | 27 | 3 | 215 | 155 | [11 empty] | Beijing Chemical M | 5 | C | * | Klik | 6000 |  |  | OP27 |  | Cleaning by prod | 2000-03-06 |  | OK
111 | Octanol | E-645 | T - 640 Condenser | IBAHE/CWS | IBAHE | H-AEM | 19,7 | 2 | 5 | 3 | 7,5 | 120 | 45 | [11 empty] | Beijing Chemical M | 5 | C | * | Klik | 12900 |  |  | OP27 |  | Cleaning by prod | 2008-12-06 |  | OK
112 | Octanol | E-661 | [30 empty] | S-24
113 | Utility | E-711 | Vent Condenser | PPY/CWS | PPY Vent Gas | BEM | 27,2 | 18,7 | 5 | 28,1 | 7,5 | 48 | 45 | [11 empty] | MECO | 5 | C | * | Klik |  | 2016-09-06 |  | U31 |  | Replace heat exchanger by new one | 2016-09-21 |  | OK
114 | Utility | E -718(ex E-419) | [23 empty] | 5 | C | * | Klik |  |  |  | U-31 |  | Repair tube , plug tube 59 tube dari 445 | 2018-02-28
115 | Utility | E-719 | [23 empty] | 5 | C | * | Klik |  |  |  | U-31 |  | Replace heat exchanger by new one | 2018-02-28 |  | OK
116 | Utility | E-811 | Raw Waste Water Cooler | WASTE WATER/CWS |  | MG/FG | 1,65 | 3 | 5 | 4,5 | 7,5 | 50 | 50 | [11 empty] | Alfa Laval KK | 5 | C | * | Klik |  |  |  | U07 |  | Replace gasket PHE ( 4 pcs ) | 2022-08-06 |  | OK
117 | Utility | E-851 | Concentrator | NaOH Solution/LP Steam | 8% wt NaOH Solution | BKT | 17,9 | 2 & FV | 6 | 3 | 9 | 120 | 200 | [11 empty] | MECO | 5 | C | * | Klik |  |  |  | OP35 |  | Replace gasket 8602 dia 545 X 510 HE1 dan HE2 | 2001-07-28 |  | OK
118 | Utility | E-852 | Cooler |  |  | LX-226-NJ-8 | 24 | 3 | 5 | 5 | 5 | 99 | 41 | [11 empty] | Alfa Laval KK | 5 | C | * | Klik |  |  |  | U-13 |  | Cleaning | 2022-08-10 |  | OK
119 | Utility | E-923 | Process Condensate Cooler | CONDENSATE/CWS | Process Condensate | BEM | 24 | 2 | 5 | 3 | 7,5 | 130 | 45 | [11 empty] | MECO | 5 | C | * | Klik |  |  |  | U15 |  |  |  |  | OK
120 | Utility | E-961 | Fuel Oil Cooler | FOL/CWS | FOL | H-BFV | 44,4 | 5,5 | 5 | 8,3 | 7,5 | 170 | 45 | [11 empty] | Beijing Chemical M | 5 | C | * | Klik | 20300 |  |  | OP34 |  |  |  |  | OK
121 | Utility | E-981 | T - 980 Feed Preheater | WWT/WWT | WWT | AEM-H | 28,3 | 8 | 2 | 12 | 3 | 115 | [12 empty] | Beijing Chemical M | 5 | C | * | Klik | 19300 |  |  | OP35 |  |  |  |  | OK
122 | Utility | E-982 | T - 980 Reboiler | LPS/WWT | LPS | BEM-V | 44,8 | 6 | 2 | 9 | 3 | 200 | 115 | [11 empty] | Beijing Chemical M | 5 | C | * | Klik | 27700 |  |  | OP35 |  |  |  |  | OK
123 | Utility | E-983 | Waste Water Cooler | WWT/CWS | WWT | BEM-H | 59,1 | 8 | 5 | 12 | 7,5 | 115 | 45 | [11 empty] | Beijing Chemical M | 5 | C | * | Klik | 30100 |  |  | OP35 |  |  |  |  | OK
124 | Utility | E-985 | T - 980 Condenser | WWT/CWS | WWT | BEM-H | 49,4 | 2 | 5 | 3 | 7,5 | 110 | 45 | [11 empty] | Beijing Chemical M | 5 | C | * | Klik | 27300 |  |  | OP35 |  |  |  |  | OK
125 | Utility | E-991A/B | Air Compressor After Cooler | [22 empty] | 5 | C | * | Klik
126 | Utility | E-992A/B | Air Compressor After Cooler | [22 empty] | 5 | C | * | Klik
127 | Utility | E-993A/B | Liquid N2 Vaporizer | [22 empty] | 5 | C | * | Klik | 9100 |  |  | U-26 |  |  |  |  | OK
128 | Utility | E-994A/B | Liquid N2 Vaporizer | [22 empty] | 5 | C | * | Klik
129 | Syn Gas | C-011-E1 | Inter Cooler | Oil |  |  | 9,1 | 45 | 5 | 67,5 | 7,5 | 140 | 45 | [11 empty] | Seo Koatsu Kogyo | 5 | C | * | Klik |  |  |  | S16 |  |  |  |  | OK
130 | Syn Gas | C-012-E1 | Inter Cooler | Oil |  |  | 27 | 7,5 | 5 | 13 | 7,5 | 170 | 45 | [11 empty] | Seo Koatsu Kogyo | 5 | C | * | Klik |  |  |  | S17
131 | Syn Gas | C-013-E1 | Inter Cooler | Oil |  |  | 70 | 17 | 5 | 25,5 | 7,5 | 170 | 45 | [11 empty] | Seo Koatsu Kogyo | 5 | C | * | Klik |  |  |  | S16 |  |  |  |  | OK
132 | CO2 liquid | E-10300-01 | MEA Reboiler |  |  | MX 25 MFG |  | 7 |  |  |  | 180 | [12 empty] | Alfa Laval China | 5 | C | * | Klik |  |  | material gasket EPDM | CO(009610) |  | cleaning by PT. LNS | 2025-04-24 | dilakukan perbaikan saat shutdown CO2 liquid | OK
133 | CO2 liquid | E-10401-01 | MEA Pre-heater | MEA | [28 empty] | C0(009611) |  |  |  |  | OK
134 | CO2 liquid | E-11222-06 | Fluegas scrubber | water |  | AO55 MGS-10/2 |  | 6 |  | 7.8 |  | 80 | [12 empty] | SPX China | 5 | C | * | Klik | [5 empty] | cleaning by PT. LNS | 2025-04-22 |  | OK
135 | CO2 liquid | E-11401-01 | Absorber Top Cooler | water |  | QO80E MGS-10/2 |  | 10 |  | 13 |  | 90 | [12 empty] | SPX China | 5 | C | * | Klik | [5 empty] | cleaning by PT. LNS | 2025-04-20 |  | OK
136 | CO2 liquid | E-11407-02 | Lean MEA H.E 2nd | Mea + water |  | QO55E MGS-10/2 |  | 10 |  | 13 |  | 150 | [12 empty] | SPX China | 5 | C | * | Klik | [5 empty] | cleaning by PT. LNS | 2025-04-22 |  | OK
137 | CO2 liquid | E-11406-03 | Line Rich MEA | Mea + water |  | Q080E MGS- 10/1 |  | 10 |  |  |  | 150 | [12 empty] | SPX China | 5 | C | * | Klik | [5 empty] | cleaning by PT. LNS | 2025-04-23 |  | OK
138 | CO2 liquid | E-11520-01 | Gas Cooler | C02 gas +water |  | JO60 MGS - 10C/1 |  | 6 |  | 7.8 |  | 150 | [12 empty] | SPX China | 5 | C | * | Klik |  |  |  | CO(133567) |  | cleaning by PT. LNS | 2025-04-24 |  | OK
139 | CO2 liquid | E-46100-01 | NH3 condenser | NH3+water |  | MK15-BWFD |  | 20 |  |  |  | 150 | 32 | [11 empty] | Alfa Laval China | 5 | C | * | Klik |  |  | 80 pcs gasket 30116-80-037 | [5 empty] | OK
140 | CO2 liquid | E-10401-01 | Mea Preheater | Mea | [20 empty] | Danstoker | 5 | C | * | Klik | [8 empty] | OK
141 | CO2 liquid | E-33500-01 | Dehumidifier | CO2+NH3 |  |  |  | 20 |  |  |  | -29 | [12 empty] | Union Engineering | 5 | C | * | Klik
142 | CO2 liquid | E-40111-01 | Oil Cooler | oil | [20 empty] | HS Cooler | 5 | C | * | Klik
143 | CO2 liquid | E-38100-01 | Condensor | NH3+ CO2 | [21 empty] | 5 | C | * | Klik
144 | CO2 liquid | E-37300-01 | Reboiler | NH3+ CO2 gas | [21 empty] | 5 | C | * | Klik | [8 empty] | OK
145 | CO2 liquid | E-A20101-01 | CO2 cooler |  |  | 109977 | [18 empty] | Union Engineering | 5 | C | * | Klik | [8 empty] | OK
146 | CO2 liquid | E-A20103-02 | CO2 cooler |  |  | 507277 | [18 empty] | Union Engineering | 5 | C | * | Klik | [8 empty] | OK
147 | CO2 liquid | E-B20101-01 | CO2 cooler |  |  | 109977 | [18 empty] | Union Engineering | 5 | C | * | Klik | [8 empty] | OK
148 | CO2 liquid | E-B20103-02 | CO2 cooler |  |  | 507277 | [18 empty] | Union Engineering | 5 | C | * | Klik
149 | CO2 liquid | E-10101-01 | Steam Boiler | water |  | EEB-S | [18 empty] | Danstoker | 5 | C | * | Klik |  |  |  | CO(00792)
150 | CO2 gas | E-11204-15 | Fluegas cooler |  |  | 0050/SN: 509034 |  | 6 |  |  |  | 95 | [12 empty] | APV | 5 | C | * | Klik |  |  |  | CO(133565) |  |  |  |  | OK
151 | CO2 gas | E-11404-18 | Absorber Top Cooler |  |  | 0034/SN:509031 |  | 6 |  |  |  | 70 | [12 empty] | APV | 5 | C | * | Klik |  |  | material gasket EPDM per easy clip DURA MGS-10E | CO(009610) |  |  |  |  | OK
152 | CO2 gas | E-11403-01 | Rich Mea/ Lean Mea cooler |  |  | 0050/SN:509033 |  | 8 |  |  |  | 130 | [12 empty] | APV | 5 | C | * | Klik |  |  |  | CO(009610) |  |  |  |  | OK
153 | CO2 gas | E-11300-01 | Reboiler |  |  | 350-TFE |  | 6 |  |  |  | 160 | [12 empty] | Alfa Laval China | 5 | C | * | Klik |  |  |  | CO(133565)
154 | CO2 gas | E-11403-02 | Lean Mea Cooler |  |  | 0034/SN:509032 |  | 8 |  |  |  | 95 | [12 empty] | APV | 5 | C | * | Klik |  |  |  | CO(009610) |  |  |  |  | OK
155 | CO2 gas | E-11520-01 | Gas Cooler |  |  | 0034/SN:509030 |  | 6 |  |  |  | 110 | [12 empty] | APV | 5 | C | * | Klik |  |  |  | CO(133567) |  |  |  |  | OK
156 | Syn Gas | U-031-E1 | Gas Cooler | [25 empty] | Klik |  |  |  | S12
157 | Syn Gas | U-031-E2 | Gas Cooler | [25 empty] | Klik |  |  |  | S12 |  | Retubing tube material A-179 | 2023-02-01
158 | Syn Gas | U-031-E3 | Gas Cooler | [25 empty] | Klik |  |  |  | S12 |  | Retubing tube material A-179 | 2023-02-01
Total | [29 empty] | 3130920
Note :
Total Equipment |  |  | 158 | [29 empty] | 129 |  | 70 |  |  | 135
85.44%
PON
PON
Menu
PON
Menu

## 37
|  |  | EQUIPMENT LIST | [17 empty] | Document No. | : MNTC-ME
[21 empty] | Revision | : 0
[21 empty] | Date of issue | : 2023
PT. PETRO OXO NUSANTARA | [20 empty] | Page | :
REAKTOR
2027-12-31
No | Area | Tag No | Service | Fluid | Volume | Design Press. | Design Temp. | Hydro Test P. | Pneumat Test P. | Corrosion | Radio. test | Size Reaktor |  | Material |  |  |  |  | Code | Manufacture | Category |  | Complex grade | Spare | Price | Installation | Remark
[5 empty] | m3 | kgf/cm2G | 0C | kgf/cm2G | kgf/cm2G | Allowance | % | Shell ID ( mm ) | Length ( mm ) | Shell | Head | Nozzle | Flange | Support, leg, lug | ASME |  | Score | Grade |  | Part | USD | Date |  |  |  | History | Date | Rekomendasi S/D 2027 | EaMS update
1 | SynGas | R-011 | Sulphur Absurber/ Hydrogenator | Natural Gas | 20.2 | 21 | 420 | 31.5 |  | 1 |  | 1450 | 13100 | A240-304 | A240-304 | CS | CS | CS | SEC. VIII DIV.1 | Jinzhou Heavy M W | 125 | C,S,E | *** | Klik | 42000 |  |  | S1 | 010 | Catalyst replacement, Replace wire mesh #4 X 1600 (3 pcs), #14 X 1500 (3 pcs), replace gasket M/H dia. 10" #300 (3 pcs), replace gasket M/H dia. 8" #300 (7 pcs) | 2015-01-10 |  | OK
2 | SynGas | R-012 | Pre Reformer | Natural gas,steam,CO2 | 3.5 | 16 | 600 | 20.8 |  | 0 |  | 1575 | 2538 | 16 MnR | 16 MnR | 304 | 304 | CS |  | PT. Puspetindo | 126 | C,S,E | *** | Klik |  |  |  | S1 | 010 | Leakage, crack detected on top head, repair by welding top head | 2019-09-13 |  | OK
3 | Octanol | R-101 | Propylene Desulphurizer | PPY | 3 | 28 | 150 | 42 |  | 1 | 100 | 2180 | 7300 | 16 MnR | 16 MnR | CS | CS | CS | SEC. VIII DIV.1 | Jinzhou Heavy M W | 125 | C,S,E | *** | Klik | 87400 |  |  | OP-001 | 100 | Replace gasket 4" V592-SE2 asbestos (1 pcs), stud bolt & nut M14 X 75 & 85 (2 pcs), gasket SPWD dia. 1" #300 (7 pcs), gasket dia. 4" #300 (9 pcs), gate valve dia. 3/4" (4 pcs), gasket dia.1 " #300 (4 pcs), gasket dia. 3/4" #300 (2 pcs), stud bolt & nut M16 X 20 (10 pcs) | 1998-08-13 |  | OK
4 | Octanol | R-102 | Propylene Partial Hydrogenator | PPY | 3 | 28 | 150 | 42 | 35 | 1 | 100 | 900 | 4300 | 16 MnR | 16 MnR | CS | CS | CS | SEC. VIII DIV.1 | Jinzhou Heavy M W | 125 | C,S,E | *** | Klik | 40300 |  |  | OP-001 | 100 | Never opened |  |  | OK
5 | Octanol | R-110 | OXO Reactor | PPY + GOX | 200.7 | 23 | 130 | 34.5 | 28.8 | 0 | 100 | 4700 | 10000 | SPV 355 | SPV 355 | 304L | 304L | CS | SEC. VIII DIV.1 | Hitachi Kasado Gyukogyo | 125 | C,S,E | *** | Klik | 2520000 |  |  | OP-002 | 110 | Tube hot water system leakage at inside R-110 and vortex breaker defect, repair leakage by welding, reposition vortex breaker and add support | 2001-01-26 |  | OK
6 | Octanol | R-130 | No. 2 Reactor | PPY + GOX | 39.7 | 23 | 130 | 34.5 | 28.8 | 0 | 100 | 1800 | 15000 | SPV 355 | SPV 355 | 304L | 304L | CS | SEC. VIII DIV.1 | Hitachi Kasado Gyukogyo | 125 | C,S,E | *** | Klik | 602000 |  |  | OP-003 | 130 | Never opened |  |  | OK
7 | Octanol | R-310 | Primary Condensation Reactor | NBD | 9,5 | 2 | 100 | 3 |  | 0 |  | 1800 | 3150 | SA240 TP.304 | SA240 TP.304 | 304 | 304 | CS | SEC. VIII DIV.1 | Jinzhou Heavy M W | 125 | C,S,E | *** | Klik | 62200 |  |  | OP-011 | 310 | Never opened |  |  | OK
8 | Octanol | R-311 | Secondary Condensation Reactor | NBD | 9,5 | 2 | 105 | 3 |  | 0 |  | 1800 | 3150 | SA240 TP.304 | SA240 TP.304 | 304 | 304 | CS | SEC. VIII DIV.1 | Jinzhou Heavy M W | 125 | C,S,E | *** | Klik | 72200 |  |  | OP-011 | 310 | Never opened |  |  | OK
9 | Octanol | R-410 | EPA Hydrogenation Reactor | EPA | 98 | 45 | 250 | 67,5 | 56.3 | 0 | 100 | 1600 | 17600 | SA505 Gr.70 | SA505 Gr.70 | 304L | 304L | CS | SEC. VIII DIV.1 | Jinzhou Heavy M W | 125 | C,S,E | *** | Klik | 547700 |  |  | OP-013 | 410 | Catalyst Replacement R-410 | 2020-11-06 |  | OK
10 | Octanol | R-510 | NBD Hydrogenation Reactor | NBD | 23.9 | 45 | 250 | 67,5 | 56.3 | 0 | 100 | 1300 | 17600 | SA505 Gr.70 | SA505 Gr.70 | 304L | 304L | CS | SEC. VIII DIV.1 | Jinzhou Heavy M W | 125 | C,S,E | *** | Klik | 178900 |  |  | OP19 | 510 | Catalyst Replacement R-510 | 2022-07-26 |  | OK
11 | Octanol | R-610 | IBD Hydrogenation Reactor | IBD | 23.9 | 45 | 250 | 67,5 | 56.3 | 0 | 100 | 1300 | 17600 | SA505 Gr.70 | SA505 Gr.70 | 304L | 304L | CS | SEC. VIII DIV.1 | Jinzhou Heavy M W | 125 | C,S,E | *** | Klik | 178900 |  |  | OP24 | 610 | Catalyst Replacement R-610 | 2020-10-26 |  | OK
12 | Octanol | R-410B | EPA Hydrogenation Reactor | EPA | 98 | 45 | 250 | 58.5 |  | 0 | 100 | 2600 | 17600 | Clad | Clad | CS | CS | CS | SEC. VIII DIV.1 | PT. Aweco | 125 | C,S,E | *** | Klik | 675000 | 2023-01-01 |  |  | 410 | New equipment of R-410 B | 2023-01-01 |  | OK
13 | Octanol | R-510B | NBD Hydrogenation Reactor | NBD | 24 | 45 | 250 | 66.2 |  | 0 | 100 | 1300 | 17600 | SA240 TP.304 | SA240 TP.304 | 304L | 304L | CS | SEC. VIII DIV.1 | Wuxi Suyang Chem. Eq. | 125 | C,S,E | *** | Klik | 280000 | 2022-06-01 |  |  | 510 | New equipment of R-510 B | 2022-06-01
Total | [24 empty] | 5286600
Note :
Total Equipment |  |  | 13 | [24 empty] | 11 |  | 13 |  |  | 12
[28 empty] | 84.62% |  | 100% |  |  | 92.31%
PON
Menu
PON
Menu

## 36
|  |  | EQUIPMENT LIST | [16 empty] | Document No. |  | : MNTC-ME
[20 empty] | Revision |  | : 0
[20 empty] | Date of issue |  | : 2023
PT. PETRO OXO NUSANTARA | [19 empty] | Page |  | :
TOWER
2027-12-31
No | Area | Tag No | Service | Fluid | I.D X Length | Design Press. | Design Temp. | Hydro Test P. | Pneumat Test P. | Corrosion | Radio. test | Size Tower |  | Material |  |  |  |  | Code | Manufacture | category |  | Complex grade | Spare | Price | Installation | Remark | [5 empty] | EaMS update
[5 empty] | mm | kgf/cm2G | oC | kgf/cm2G | kgf/cm2G | Allowance | % | Shell ID ( mm ) | Length ( mm ) | Shell | Head | Nozzle | Flange | Support, leg, lug | ASME |  | Score | Grade |  | Part | USD | Date |  |  |  | History | Date | Rekomendasi S/D 2027
1 | SynGas | T-021 | CO2 Absorber | MEA | 1350 x 27250 | 11 | 110 | 16.5 |  | 3.2 |  | 1350 | 26850 | CS | CS | CS | CS | CS | SEC. VIII DIV.1 | Jinzhou Heavy MW | 5 | C | * | Klik | 28600 |  |  | S8 | 020 | Check Demister + reposition distributor | 2004-08-06 |  | OK
2 | SynGas | T-022 | CO2 Stripper | MEA & ACID | 1300 x 28100 | 4 | 170 | 6 |  | 3.2 |  | 1300 | 27200 | CS | CS | CS | CS | CS |  | Jinzhou Heavy MW | 5 | C | * | Klik | 61300 |  |  | S6 | 020 | Check inside Tower | 2004-11-07 |  | OK
3 | SynGas | T-023 | Scrubber | MEA | Vol = 5.6 m3 | 11 | 100 | 16.5 |  | 3 |  | 1050 | 6100 | CS | CS | CS | CS | CS | SEC. VIII DIV.1 | MECO | 5 | C | * | Klik | 11100 |  |  | S9 | 020 | Inspect Distributor + modification distributor sprayer | 2004-09-08 |  | OK
4 | Octanol | T-120 | Propylene Stripper | NBA, TOL, PPY | 1550 x 21950 | 23 | 150 | 34.5 |  | 0 |  | 1550 | 21950 | 304 | 304 | 304 | 304 | CS | SEC. VIII DIV.1 | Jinzhou Heavy MW | 5 | C | * | Klik | 153700 |  |  | OP-004 | 120 |  |  |  | OK
5 | Octanol | T-140 | CAT Separation Column | NBD, TOL, CAT | 2250/2850 x 26440 | 2.0 | 140 | 3.0 |  | 0 |  | 2850 | 22440 | 304 | 304 | 304 | 304 | CS | SEC. VIII DIV.1 | Jinzhou Heavy MW | 5 | C | * | Klik | 170500 |  |  | OP-005 | 140 | Replace gasket | 1998-08-16 |  | OK
6 | Octanol | T-160 | ALD Column | NBD, IBD | 3050 x 46918 | 2.0 | 110 | 3.0 |  | 0 |  | 3050 | 42918 | 304 | 304 | 304 | 304 | CS | SEC. VIII DIV.1 | Jinzhou Heavy MW | 5 | C | * | Klik | 306600 |  |  | OP-007 | 160 | Replace gasket | 1998-08-16 |  | OK
7 | Octanol | T-170 | ALD Column | NBD, IBD | 800 X 21560 | 2 | 130 | 3 |  | 0 |  | 800 | 21560 | 304 | 304 | 304 | 304 | A36 | SEC. VIII DIV.1 | Berkah Mekatek Jaya | 5 | C | * | Klik |  | 2022-06-15 |  |  | 170 | New equipment T-170 | 2022-06-15
8 | Octanol | T-210 | Tol Column | TOL, CAT | 550 x 9970 | 2 / F.V | 140 | 3.0 |  | 0 |  | 550 | 9970 | 304 | 304 | 304 | 304 | CS | SEC. VIII DIV.1 | Jinzhou Heavy MW | 5 | C | * | Klik | 29200 |  |  | OP-008 | 210 | Replace gasket | 1998-03-12 |  | OK
9 | Octanol | T-220 | Oxo Heavy End Column | HEAVY END | 850 x 5650 | 2.0 & F.V | 170 | 3.0 |  | 0 |  | 850 | 5650 | 304 | 304 | 304 | 304 | CS | SEC. VIII DIV.1 | Jinzhou Heavy MW | 5 | C | * | Klik | 20800 |  |  | OP-009 | 220 | Replace MC Pack | 2015-01-10 |  | OK
10 | Octanol | T-250 | IPA Recovery Column | IPA H2O | 152/300 x 6710 | 2 | 160 | 3.0 |  | 0 |  | 300 | 6710 | 304 | 304 | 304 | 304 | CS | SEC. VIII DIV.1 | Jinzhou Heavy MW | 5 | C | * | Klik | 3200 |  |  | OP-010 | 250 |  |  |  | OK
11 | Octanol | T-320 | EPA Column | EPA | 1950 x 8990 | 2.0 & F.V | 170 | 3.0 |  | 0 |  | 1950 | 8990 | 304 | 304 | 304 | 304 | CS | SEC. VIII DIV.1 | Jinzhou Heavy MW | 5 | C | * | Klik | 85700 |  |  | OP-012 | 320 | Change gasket globe valve | 2003-08-11 |  | OK
12 | Octanol | T-420 | 2EH First Distillate Column | 2EH | 1600 x 19340 | 2.0 / F.V | 150 | 3.0 |  | 0 |  | 1600 | 19340 | 304 | 304 | 304 | 304 | CS | SEC. VIII DIV.1 | Jinzhou Heavy MW | 5 | C | * | Klik | 103300 |  |  | OP-015 | 420 | Cleaning inside | 2017-11-03 |  | OK
13 | Octanol | T-430 | 2EH Column | 2EH | 1980 x 16120 | 2.0 & F.V | 150 | 3.0 |  | 0 |  | 1980 | 16120 | 304 | 304 | 304 | 304 | CS | SEC. VIII DIV.1 | Jinzhou Heavy MW | 5 | C | * | Klik | 145300 |  |  | OP-016 | 430 | Cleaning inside | 2017-11-03 |  | OK
14 | Octanol | T-440 | 2EH Heavy End Column | 2EH | 750 x 15570 | 2.0 & F.V | 180 | 3.0 |  | 0 |  | 750 | 15570 | 304 | 304 | 304 | 304 | CS | SEC. VIII DIV.1 | Jinzhou Heavy MW | 5 | C | * | Klik | 31100 |  |  | OP-017 | 440 | Cleaning castable | 2014-05-13 |  | OK
15 | Octanol | T-450 | 2EH Light End Collumn | 2EH, NBA, H2O | 700 x 13210 | 2.0 & F.V | 150 | 3.0 |  | 0 |  | 700 | 13210 | 304 | 304 | 304 | 304 | CS | SEC. VIII DIV.1 | Jinzhou Heavy MW | 5 | C | * | Klik | 36100 |  |  | OP-018 | 450 | Replace Gasket tower | 2002-06-28 |  | OK
16 | Octanol | T-520 | NBA First Distillate Column | NBA | 800 x 21560 | 2.0 | 130 | 3.0 |  | 0 |  | 800 | 21560 | 304 | 304 | 304 | 304 | CS | SEC. VIII DIV.1 | Jinzhou Heavy MW | 5 | C | * | Klik | 48400 |  |  | OP20 | 520 |  |  |  | OK
17 | Octanol | T-530 | NBA Column | NBA | 800 x 15620 | 2.0 | 130 | 3.0 |  | 0 |  | 800 | 15620 | 304 | 304 | 304 | 304 | CS | SEC. VIII DIV.1 | Jinzhou Heavy MW | 5 | C | * | Klik | 51700 |  |  | OP21 | 530 |  |  |  | OK
18 | Octanol | T-540 | NBA Heavy End Column | NBA | 350 x 13760 | 2.0 | 180 | 3.0 |  | 0 |  | 350 | 13760 | 304 | 304 | 304 | 304 | CS | SEC. VIII DIV.1 | Jinzhou Heavy MW | 5 | C | * | Klik | 28400 |  |  | OP22 | 540 |  |  |  | OK
19 | Octanol | T-550 | NBA Light End Column | NBA | 500 x 12460 | 2.0 | 130 | 3.0 |  | 0 |  | 500 | 12460 | 304 | 304 | 304 | 304 | CS | SEC. VIII DIV.1 | Jinzhou Heavy MW | 5 | C | * | Klik | 34400 |  |  | OP23 | 550 |  |  |  | OK
20 | Octanol | T-620 | IBA First Distillate Column | IBA | 1350 x 27390 | 2.0 | 120 | 3.0 |  | 0 |  | 1350 | 27390 | 304 | 304 | 304 | 304 | CS | SEC. VIII DIV.1 | Jinzhou Heavy MW | 5 | C | * | Klik | 68900 |  |  | OP-025 | 620 |  |  |  | OK
21 | Octanol | T-630 | IBA Column | IBA | 900 x 15290 | 2. | 120 | 3.0 |  | 0 |  | 900 | 12290 | 304 | 304 | 304 | 304 | CS | SEC. VIII DIV.1 | Jinzhou Heavy MW | 5 | C | * | Klik | 31100 |  |  | OP26 | 630 | Replace gasket | 2003-08-15 |  | OK
22 | Octanol | T-640 | IBA Heavy End Column | IBA | 300 x 10040 | 2.0 | 140 | 3.0 |  | 0 |  | 300 | 10040 | 304 | 304 | 304 | 304 | CS | SEC. VIII DIV.1 | Jinzhou Heavy MW | 5 | C | * | Klik | 17500 |  |  | OP27 | 640 |  |  |  | OK
23 | Utility | T-980 | Waste Water Stripper | WASTE WATER | 750/1200 x 6650 | 2. | 120 | 3. |  | 0 |  | 1200 | 6650 | 304 | 304 | 304 | 304 | CS | SEC. VIII DIV.1 | Jinzhou Heavy MW | 5 | C | * | Klik | 22500 |  |  | OP35 | 980 | Replace gasket | 1998-08-04 |  | OK
24 | Utility | T-935 | Degasifier Tank |  | 4.70 m3 | F.W | 50 | No | [10 empty] | SEC. VIII DIV.1 | Jinzhou Heavy MW | 5 | C | * | Klik |  |  |  |  | 935 | Repair deflector by welding PVC | 2004-07-08 |  | OK
25 | CO2Liq | A-11400-02 | Absorber | MEA | 2380x31450 | 1.4 | 0/75 | N/A | [10 empty] | SEC. VIII DIV.1 | Union Engineering | 5 | C | * | Klik |  | 2015-10-28 |  |  | 770
26 | CO2Liq | A-11500-02 | Stripper | MEA | 1350x24255 | 1.4 | -20/130 | T>5~48°C | [10 empty] | SEC. VIII DIV.1 | Union Engineering | 5 | C | * | Klik |  | 2015-10-28 |  |  | 770
27 | CO2Liq | A-11600-01 | Flash column | MEA | 750x7820 | 6 | 200 | 8.2(T>0~48°C) | [10 empty] | SEC. VIII DIV.1 | Union Engineering | 5 | C | * | Klik |  | 2015-10-28 |  |  | 770
28 | CO2Liq | A-12300-01 | Water scrubber | Water | 700x7300 | -1/3 | 130 | 4.1(T>5~48°C) | [10 empty] | SEC. VIII DIV.1 | Union Engineering | 5 | C | * | Klik |  | 2015-10-28 |  |  | 770
29 | CO2Liq | A-11200-01 | Flue gas scrubber | Water | 2570x9620 | 0.1/-0.3 | -20/250 | 0.145(T=0~48°C) | [10 empty] | SEC. VIII DIV.1 | Union Engineering | 5 | C | * | Klik |  | 2015-10-28 |  |  | 770
30 | CO2Gas | A-10400-01 | MEA Reclaimer | [15 empty] | SEC. VIII DIV.1 | Union Engineering | 5 | C | * | Klik |  | 2013-03-01 |  | CO(009611) | 060
31 | CO2Gas | A-11500-01 | Stripper | MEA | 1350x24255 |  | -20/130 | T>5~48°C | [10 empty] | SEC. VIII DIV.1 | Union Engineering | 5 | C | * | Klik |  | 2013-03-01 |  | CO(009610) | 060
32 | CO2Gas | A-11400-01 | Absorber | MEA | 2380x31450 | 1.4 | 0/75 | N/A | [10 empty] | SEC. VIII DIV.1 | Union Engineering | 5 | C | * | Klik |  | 2013-03-01 |  | CO(009610) | 060
33 | CO2Gas | A-12300-11 | Water scrubber | Water | 700x7300 | 3 | 130 | 4.1(T>5~48°C) | [10 empty] | SEC. VIII DIV.1 | Union Engineering | 5 | C | * | Klik |  | 2013-03-01 |  | CO(133567) | 060
34 | CO2Gas | A-11200-11 | Flue gas scrubber | Water | 2570x9620 | 0.1 | -20/250 | 0.145(T=0~48°C) | [10 empty] | SEC. VIII DIV.1 | Union Engineering | 5 | C | * | Klik |  | 2013-03-01 |  | CO(133565) | 060
Total | [24 empty] | 1489400
Note :
Total Equipment |  |  | 34 | [24 empty] | 27 |  | 16 |  |  | 23
[28 empty] | 79.41% |  | 47.06% |  |  | 67.65%
PON
Menu
PON
Menu

## 35
|  |  |  | EQUIPMENT LIST | [15 empty] | Document No. |  | : MNTC-ME
[20 empty] | Revision |  | : 0
[20 empty] | Date of issue |  | : 2023
PT. PETRO OXO NUSANTARA | [19 empty] | Page |  | :
DRUM
2027-12-31
No | Area | Tag No | Service | Fluid | Volume | Design Press. | Design Temp. | Hydro Test P. | Pneumat Test P. | Corrosion | Radio. test | Size Drum |  | Material |  |  |  |  | Code | Manufacture | Category |  | Complex grade | Spare | Price | Installation | Remark
[5 empty] | m3 | kgf/cm2G | 0C | kgf/cm2G | kgf/cm2G | Allowance | % | Shell ID ( mm ) | Length ( mm ) | Shell | Head | Nozzle | Flange | Supp, leg, lug | ASME |  | Score | Grade |  | Part | USD | Date |  |  |  | History | Date | Rekomendasi S/D 2027 | EaMS update
1 | SynGas | D-003 | Syn Gas Drain Separator | GOX | 1 | 28.0 | 60 | 42.0 |  | 1 |  | 850 | 2140 | SA515 Gr.60 | SA515 Gr.60 | CS | CS | CS | SEC. VIII DIV.1 | MECO | 5 | E | * | Klik | 8000 |  |  | S9 | 010 | Cleaning | 2011-07-21 |  | OK
2 | SynGas | D-011 | Steam Drum | BFW DAN STM | 23.2 | 18.5 & FV | 2.5 | 27.8 |  | 1.6 |  | 2100 | 6000 | SA516 Gr.70 | SA516 Gr.70 | CS | CS | CS |  | MITSUI | 5 | E | * | Klik | 56000 |  |  | S4 | 010 | replce gland packing valve | 2003-08-16 |  | OK
3 | SynGas | D-012 | Process Condensate Separator | CONDENSATE | 2.6 | 11 | 100 | 16.5 | 4 | 0 |  | 1100 | 2300 | SA240-304 | SA240-304 | 304 | 304 | CS | SEC. VIII DIV.1 | MECO | 5 | E | * | Klik | 12460 |  |  | S5 | 010 | Never opened
4 | SynGas | U-031-D1A-D | Adsorber | Hydrogen Gas | 11 | 12 | 100 | 18 |  | 1 |  | 1476 | 5700 | SA516 Gr.70N | SA516 Gr.70N | CS | CS | CS |  | PT. Meco Inoxprima | 5 | E | * | Klik |  |  |  |  | 030
5 | SynGas | U-041-D2 | Mixing Drum | Hydrogen Gas | 52.2 | 4 | 100 | 75 |  | 1 |  | 2180 | 3000 | SA516 Gr.60 | SA516 Gr.60 | CS | CS | CS |  | PT. Meco Inoxprima | 5 | E | * | Klik |  |  |  |  | 040 |  |  |  | OK
6 | SynGas | U-051-D1A-B | CO Guard Bead Adsorber | Hydrogen Gas | 7.53 | 16 | 350 | 10 |  | 1 |  | 1000 | 9701 | SA516 Gr.70N | SA516 Gr.70N | CS | CS | CS |  | PT. Aweco Indosteel Perkasa | 5 | E | * | Klik |  |  |  |  | 050
7 | SynGas | D-021 | Stripper Overhead Cond. Sep. | CONDENSATE | 0,91 | 4 & FV | 70 | 6 |  | 0 |  | 700 | 2250 | SA240-304 | SA240-304 | 304 | 304 | CS | SEC. VIII DIV.1 | MECO | 5 | E | * | Klik | 9000 |  |  | S7 | 020 | Never opened |  |  | OK
8 | Octanol | D-101 | Propylene Vaporizer | PPY | 3.5 | 28 | 80 | 42 |  | 1 |  | 1400 | 3100 | 16MnR | 16MnR | CS | CS | CS | SEC. VIII DIV.1 | JINZHOU HEAVY M | 5 | E | * | Klik | 13400 |  |  | OP-001 | 100 | Never opened |  |  | OK
9 | Octanol | D-102 | Chemical Surge Drum | TOL + TPP | 13.8 | 2 | 50 | 3 |  | 0 |  | 2200 | 2900 | SA240-304 | SA240-304 | 304 | 304 | CS | SEC. VIII DIV.1 | JINZHOU HEAVY M | 5 | E | * | Klik | 38640 |  |  | OP-002 | 100 | loading TPP | 2005-08-31 |  | OK
10 | Octanol | D-118 | Hot Water Drum | WATER | 21.4 | 4.8 | 130 | 7.2 |  | 1 |  | 2200 | 4900 | 16MnR | 16MnR | CS | CS | CS |  | JINZHOU HEAVY M | 5 | E | * | Klik | 18600 |  |  | OP-002 | 110 | repair welding | 2019-06-28 |  | OK
11 | Octanol | D-122 | T-120 Effluent Separator | TOL NBD | 18.2 | 6.3 | 105 | 9.5 |  | 0 |  | 1900 | 5800 | SA240-304 | SA240-304 | 304 | 304 | CS |  | JINZHOU HEAVY M | 5 | E | * | Klik | 35000 |  |  | OP-004 | 120 | replace gland packing valve | 2000-08-09 |  | OK
12 | Octanol | D-135 | T-130 Effluent Separator | TOL, PPA, NBD, H2 | 11.5 | 23 | 90 | 34.5 |  | 0 |  | 1600 | 5200 | 16MnR | 16MnR | 304 | 304 | CS |  | JINZHOU HEAVY M | 5 | E | * | Klik | 51900 |  |  | OP-003 | 130 | Never opened |  |  | OK
13 | Octanol | D-145 | T-140 RefluxDrum | NBD | 10.5 | 2 | 50 | 3 |  | 0 |  | 1600 | 4700 | SA240-304 | SA240-304 | 304 | 304 | CS |  | JINZHOU HEAVY M | 5 | E | * | Klik | 17600 |  |  | OP-005 | 140 | Never opened |  |  | OK
14 | Octanol | D-151 | C-150 Suction Drum | PPA, NBD, CO | 0.3 | 2.0 | 50 | 3.0 |  | 0 |  | 700 | 1900 | SA240-304 | SA240-304 | 304 | 304 | CS |  | MECO | 5 | E | * | Klik | 7100 |  |  | OP-006 | 150 | Cleaning S/D Juli 2022 | 2022-07-25 |  | OK
15 | Octanol | D-152 | C-150 Discharge Drum | PPA, CO | 0.32 | 7.8 | 50 | 11.7 |  | 0 |  | 500 | 1450 | SA240-304 | SA240-304 | 304 | 304 | CS |  | MECO | 5 | E | * | Klik | 4200 |  |  | OP-006 | 150 | Cleaning S/D Juli 2022 | 2022-07-25 |  | OK
16 | Octanol | D-165 | T-160 Reflux Drum | IBD, H2O | 37.8 | 2 | 60 | 3 |  | 0 |  | 2800 | 5200 | SA240-304 | SA240-304 | 304 | 304 | CS |  | JINZHOU HEAVY M | 5 | E | * | Klik | 43680 |  |  | OP-007 | 160 | Never opened |  |  | OK
17 | Octanol | D-175 | T-170 Reflux Drum | NBA | 6.89 | 2 | 80 | 3 |  | 0 |  | 1500 | 3750 | SA240-304 | SA240-304 | 304 | 304 | CS |  | LEEWON INDUSTRIAL | 5 | E | * | Klik |  | 2022-07-01 |  |  | 170 | New equipment of T-170 | 2022-07-01
18 | Octanol | D-211 | Tol Transfer Drum | TOL | 25.6 | FW + 200 mm Hg | 50 | F.W |  | 0 |  | 2200 | 6000 | SA240-304 | SA240-304 | 304 | 304 | CS |  | MECO | 5 | E | * | Klik |  |  |  | OP29 | 210 | Never opened |  |  | OK
19 | Octanol | D-215 | T-210 Reflux Drum | TOL | 0.66 | 2 & F.V | 50 | 3 |  | 0 |  | 800 | 1000 | SA240-304 | SA240-304 | 304 | 304 | CS |  | MECO | 5 | E | * | Klik | 5740 |  |  | OP-008 | 210 | Never opened |  |  | OK
20 | Octanol | D-225 | T-220 Reflux Drum | H2O | 16 | 2 & F.V | 50 | 3 |  | 0 |  | 1100 | 1300 | SA240-304 | SA240-304 | 304 | 304 | CS |  | MECO | 5 | E | * | Klik | 9240 |  |  | OP-009 | 220 | Never opened |  |  | OK
21 | Octanol | D-230 | Crystallizer | H2O, TPP, IPA | 1.8 | 25 | 50 | 37.5 |  | 0 |  | 1100 | 1500 | 16MnR | 16MnR | 304L | 304L | CS |  | JINZHOU HEAVY M | 5 | E | * | Klik | 18100 |  |  | OP-010 | 230 | Never opened |  |  | OK
22 | Octanol | D-231 | IPA Drum | IPA | 1.5 | 2 | 50 | 3 |  | 0 |  | 1000 | 1600 | SA240-304 | SA240-304 | 304 | 304 | CS |  | MECO | 5 | E | * | Klik | 7000 |  |  | OP-010 | 230 | Never opened |  |  | OK
23 | Octanol | D-232 | IPA Solution Drum | IPA, H2O | 0.13 | 2.0 | 50 | 3.0 |  | 0 |  | 400 | 900 | SA240-304 | SA240-304 | 304 | 304 | CS |  | MECO | 5 | E | * | Klik | 3200 |  |  | OP-010 | 230 | Never opened |  |  | OK
24 | Octanol | D-242 | Filtrate Drum | IPA, H2O | 1 | 2.0 | 50 | 3.0 |  | 0 |  | 800 | 1700 | SA240-304 | SA240-304 | 304 | 304 | CS |  | MECO | 5 | E | * | Klik | 8400 |  |  | OP-010 | 240 | Never opened |  |  | OK
25 | Octanol | D-243 | Chemical Solution Drum | TOL | 2 | 2.0 | 50 | 3.0 |  | 0 |  | 1100 | 1700 | SA240-304 | SA240-304 | 304 | 304 | CS |  | MECO | 5 | E | * | Klik | 3080 |  |  | OP-010 | 240 | Never opened |  |  | OK
26 | Octanol | D-255 | T-250 Reflux Drum | IPA, H2O | 0.13 | 2 | 50 | 5 |  | 0 |  | 400 | 900 | SA240-304 | SA240-304 | 304 | 304 | CS |  | MECO | 5 | E | * | Klik | 3080 |  |  | OP-010 | 250 | Never opened |  |  | OK
27 | Octanol | D-312 | Crude EPA Decanter | H2O, EPA | 21.4 | 2 | 105 | 3 |  | 0 |  | 2350 | 4150 | SA240-304 | SA240-304 | 304 | 304 | CS |  | MECO | 5 | E | * | Klik | 39200 |  |  | OP-011 | 310 | Never opened |  |  | OK
28 | Octanol | D-325 | T-320 Reflux Drum | H2O, EPA | 14 | 2 & FV | 50 | 3 |  | 0 |  | 2050 | 3550 | SA240-304 | SA240-304 | 304 | 304 | CS |  | JINZHOU HEAVY M | 5 | E | * | Klik | 28200 |  |  | OP-012 | 320 | Never opened |  |  | OK
29 | Octanol | D-411 | R-410 Feed Drum | 2EH, EPA | 19.9 | 4.6 | 110 | 6.9 |  | 0 |  | 2200 | 4500 | SA240-304 | SA240-304 | 304 | 304 | CS |  | JINZHOU HEAVY M | 5 | E | * | Klik | 31900 |  |  | OP-013 | 410 | cleaning | 2018-02-05 |  | OK
30 | Octanol | D-411B | R-410 B Feed Drum | 2EH, EPA | 19.9 | 4.6 | 110 | 6.9 |  | 0 |  | 2200 | 4500 | 304 | 304 | 304 | 304 | SA36 | SEC. VIII DIV.1 | PT BERKAH MEKATEK JAYA | [5 empty] | 2023-01-01 |  |  | 410 | New equipment of R-410 B | 2023-01-01 |  | OK
31 | Octanol | D-412 | R-410 Degasser | 2EH | 16 | 6.3 | 250 | 10.6 |  | 0 |  | 1900 | 5000 | SA240-304 | SA240-304 | 304 | 304 | CS |  | JINZHOU HEAVY M | 5 | E | * | Klik | 37000 |  |  | OP-013 | 410 | inspection | 2011-07-19 |  | OK
32 | Octanol | D-412B | R-410 B Feed Drum |  | 4.5 | 6.3 | 110 | 8.19 |  | 0 |  | 1900 | 5000 | 304 | 304 | 304 | 304 | SS400 | SEC. VIII DIV.1 | PT. Aweco | [5 empty] | 2023-01-01 |  |  | 410 | New equipment of R-410 B | 2023-01-01 |  | OK
33 | Octanol | D-416 | C-412 Suction Drum | H2 | 4.6 | 4.5 | 50 | 67.5 |  | 0 |  | 1300 | 3050 | 16MnR | 16MnR | CS | CS | CS |  | JINZHOU HEAVY M | 5 | E | * | Klik | 16800 |  |  | OP19 | 410 | Replace demister D-416 | 2017-03-22 | Cleaning / Replace demister D-416 | OK
34 | Octanol | D-417 | C-412 Suction Drum | H2 | 4.6 | 4.5 | 50 | 67.5 |  | 0 |  | 890 | 4255 | 16MnR | 16MnR | CS | CS | CS |  | Waruteknikatama | 5 | E | * | Klik |  |  |  |  | 410 | cleaning demister | 2019-05-07 |  | OK
35 | Octanol | D-425 | T-420 Reflux Drum | 2EH, H2O, NBA | 4.1 | 2 & FV | 50 | 3 |  | 0 |  | 1200 | 3250 | SA240-304 | SA240-304 | 304 | 304 | CS |  | JINZHOU HEAVY M | 5 | E | * | Klik | 17600 |  |  | OP-015 | 420 | Never opened |  |  | OK
36 | Octanol | D-435 | T-430 Reflux Drum | 2EH, NBA | 4.8 | 2 & FV | 110 | 3 |  | 0 |  | 1400 | 2600 | SA240-304 | SA240-304 | 304 | 304 | CS |  | MECO | 5 | E | * | Klik | 183300 |  |  | OP-016 | 430 | Replace gasket Manhole | 2002-07-13 |  | OK
37 | Octanol | D-445 | T-440 Reflux Drum | 2EH | 0.66 | 2 | 50 | 3 |  | 0 |  | 800 | 1000 | SA240-304 | SA240-304 | 304 | 304 | CS |  | MECO | 5 | E | * | Klik | 5700 |  |  |  | 440 | Never opened |  |  | OK
38 | Octanol | D-455 | T-450 Reflux Drum | H2O, NBA, Light End | 2 | 2 & FV | 50 | 3 |  | 0 |  | 1100 | 1700 | SA240-304 | SA240-304 | 304 | 304 | CS |  | MECO | 5 | E | * | Klik | 12600 |  |  |  | 450 | Never opened |  |  | OK
39 | Octanol | D-511 | R-510 Feed Drum | NBA, NBD | 4.9 | 4.6 | 110 | 6.9 |  | 0 |  | 1400 | 2700 | SA240-304 | SA240-304 | 304 | 304 | CS |  | MECO | 5 | E | * | Klik | 19200 |  |  | OP19 | 510 | cleaning | 2018-02-05 |  | OK
40 | Octanol | D-511B | R-510 B Feed Drum | NBA, NBD | 4.9 | 0.46 | 110 | 0.68 |  | 0 |  | 1400 | 2700 | 304L | 304L | 304L | 304L | 304L | SEC. VIII DIV.1 | WUXI SUYANG | [5 empty] | 2022-06-01 |  |  | 510 | New equipment of R-510 B | 2022-06-01 |  | OK
41 | Octanol | D-512 | R-510 Degasser | NBA | 4.2 | 6.3 | 250 | 9.5 |  | 0 |  | 1200 | 3300 | SA240-304 | SA240-304 | 304 | 304 | CS |  | MECO | 5 | E | * | Klik | 17600 |  |  | OP19 | 510 | cleaning | 2018-02-13 |  | OK
42 | Octanol | D-512B | R-510 Feed Drum | NBA, NBD | 4.2 | 0.63 | 250 | 0.918 |  | 0 |  | 1200 | 3300 | 304L | 304L | 304L | 304L |  | SEC. VIII DIV.1 | WUXI SUYANG | [5 empty] | 2022-06-01 |  |  | 510 | New equipment of R-510 B | 2022-06-01 |  | OK
43 | Octanol | D-525 | T-520 Reflux Drum | NBA | 0.8 | 2 | 60 | 3 |  | 0 |  | 800 | 1300 | SA240-304 | SA240-304 | 304 | 304 | CS |  | MECO | 5 | E | * | Klik | 5000 |  |  | OP20 | 520 | Never opened |  |  | OK
44 | Octanol | D-535 | T-530 Reflux Drum | NBA | 13 | 2 | 110 | 3 |  | 0 |  | 900 | 1750 | SA240-304 | SA240-304 | 304 | 304 | CS |  | MECO | 5 | E | * | Klik | 6300 |  |  | OP21 | 530 | Never opened |  |  | OK
45 | Octanol | D-545 | T-540 Reflux Drum | NBA | 0.66 | 2 | 50 | 3 |  | 0 |  | 800 | 1000 | SA240-304 | SA240-304 | 304 | 304 | CS |  | MECO | 5 | E | * | Klik | 5700 |  |  | OP22 | 540 | Never opened |  |  | OK
46 | Octanol | D-555 | T-550 Reflux Drum | NBA, H2O, NBD | 0.66 | 2 | 50 | 3 |  | 0 |  | 800 | 1000 | SA240-304 | SA240-304 | 304 | 304 | CS |  | MECO | 5 | E | * | Klik | 5700 |  |  | OP23 | 550 | Never opened |  |  | OK
47 | Octanol | D-611 | R-610 Feed Drum | IBD, IBA | 4 | 4.8 | 110 | 9.5 |  | 0 |  | 1400 | 2100 | SA240-304 | SA240-304 | 304 | 304 | CS |  | MECO | 5 | E | * | Klik | 13900 |  |  | OP24 | 610 | Never opened |  |  | OK
48 | Octanol | D-612 | R-610 Degasser | IBA | 3.2 | 4.6 | 250 | 6.9 |  | 0 |  | 1100 | 3000 | SA240-304 | SA240-304 | 304 | 304 | CS |  | MECO | 5 | E | * | Klik | 16000 |  |  | OP24 | 610 | Never opened |  |  | OK
49 | Octanol | D-625 | T-620 Reflux Drum | H2O, IBA, NPA | 9.4 | 2 | 50 | 3 |  | 0 |  | 1800 | 3100 | SA240-304 | SA240-304 | 304 | 304 | CS |  | MECO | 5 | E | * | Klik | 23400 |  |  | OP25 | 620 | Never opened |  |  | OK
50 | Octanol | D-635 | T-630 Reflux Drum | IBA | 1.3 | 2 | 50 | 3 |  | 0 |  | 900 | 1700 | SA240-304 | SA240-304 | 304 | 304 | CS |  | MECO | 5 | E | * | Klik | 6200 |  |  | OP26 | 630 | Never opened |  |  | OK
51 | Octanol | D-645 | T-640 Reflux Drum | IBA | 0.66 | 2 | 50 | 3 |  | 0 |  | 800 | 1000 | SA240-304 | SA240-304 | 304 | 304 | CS |  | MECO | 5 | E | * | Klik | 5700 |  |  | OP27 | 640 | Never opened |  |  | OK
52 | Utility | D-711 | Propylene Storage Tank | PPY LIQUID | 3050 | 18.7 | -10/48 | 28 |  | 0 |  | 18000 | 18000 | JIS 63115 SPV490Q | JIS 63115 SPV490Q | CS | CS | CS | ASME SEC. VIII | CBI INDONESIA | 5 | C | * | Klik | 1400000 |  |  | U32 | 710 | repair fire proof column | 2010-02-14 |  | OK
53 | Utility | D-712 | Propylene Storage Tank | PPY LIQUID | 3050 | 18.7 | -10/48 | 28 |  | 0 |  | 18000 | 18000 | JIS 63115 SPV490Q | JIS 63115 SPV490Q | CS | CS | CS | ASME SEC. VIII | CBI INDONESIA | 5 | C | * | Klik | 1400000 |  |  | U32 | 710 | repair fire proof column | 2009-02-14 |  | OK
54 | Utility | D-713 | Propylene Storage Tank | PPY LIQUID | 3050 | 18.7 | -10/48 | 28 |  | 0 |  | 18000 | 18000 | JIS 63115 SPV490Q | JIS 63115 SPV490Q | CS | CS | CS | ASME SEC. VIII | CBI INDONESIA | 5 | C | * | Klik | 1400000 |  |  | U32 | 710 | ganti bolt & nut + install valve | 2021-10-01 |  | OK
55 | Utility | D-714 | Propylene Storage Tank | PPY LIQUID | 3050 | 18.7 | -10/48 | 28 |  | 0 |  | 18000 | 18000 | JIS 63115 SPV490Q | JIS 63115 SPV490Q | CS | CS | CS | ASME SEC. VIII | CBI INDONESIA | 5 | C | * | Klik | 1400000 |  |  | U32 | 710 | repair fire proof column | 2009-02-14 |  | OK
56 | Utility | D-715 | Propylene Condensate Drum | PPY LIQUID | 3050 | 18.7 | -10/48 | 28 |  | 1 |  | 500 | 1600 | SA515 Gr.60 | SA515 Gr.60 | CS | CS | CS | ASME SEC. VIII | MECO | 5 | C | * | Klik | 10000 |  |  | U31 | 710 | Never opened |  |  | OK
57 | Utility | D-751 | Air Foam Drum | FOAM | 1100 gal | - | - | - | - | - |  | 1524 | 2324 | C.S | C.S | CS | CS | CS |  | Guardfire Singapore, ltd | 5 | E | * | Klik |  |  |  | U06 | 750 | Never opened |  |  | OK
58 | Utility | D-851 | Waste Water Drum | NAOH (8WT%) | 16.3 | 2.0 & F.V | 120 | 3.0 |  | 0 |  | 2400 | 2800 | SA240-304 | SA240-304 | 304 | 304 | CS | ASME | MECO | 5 | E | * | Klik |  |  |  | OP35 | 850 | Never opened |  |  | OK
59 | Utility | D-872 | Sand filter SWWT | WATER | 100 | 5 | 60 |  |  |  |  | 1500 | 1500 | CS + coated | CS + coated | CS | CS | CS + coated | SEC. VIII DIV.1 | PT TIRTA SEMESTA ENGINEERING | [5 empty] | 2022-12-30 |  |  | 870 | New unit of RO/SWWT | 2022-12-30
60 | Utility | D-873 | Carbon filter SWWT | WATER | 100 | 5 | 60 |  |  |  |  | 1500 | 1500 | CS + coated | CS + coated | CS | CS | CS + coated | SEC. VIII DIV.1 | PT TIRTA SEMESTA ENGINEERING | [5 empty] | 2022-12-30 |  |  | 870 | New unit of RO/SWWT | 2022-12-30
61 | Utility | D-921 | Deaerator | STEAM CONDENSATE | 31 | 4.0 & F.V | 170 | 6 |  | 1 |  | 2000 | 7000 | SA240-304 | SA240-304 | CS & 304 | CS & 304 | CS |  | MECO | 5 | E | * | Klik |  |  |  | U16 | 920 | Never opened |  |  | OK
62 | Utility | D-922 | Condensate Flash Drum | PROCESS CONDENSATE | 37 | 2.0 & F.V | 120 | 3.0 |  | 0 |  | 2000 | 10630 | SA240-304 | SA240-304 | 304 | 304 | CS |  | MECO | 5 | E | * | Klik | 65700 |  |  | U15 | 920 | Cleaning distributor | 2018-02-19 |  | OK
63 | Utility | D-931 | Activated Carbon Filter | WATER | 2.15 | 6.6 | 50 | 9.9 |  | 1 |  | 1500 | 2393 | SA283 Gr.C | SA283 Gr.C | CS | CS | CS |  | SYNRYO HIGH J | 5 | E | * | Klik |  |  |  |  | 930 | Replace resin | 2011-07-16 |  | OK
64 | Utility | D-932 | Cation Exchanger | WATER | 1.6 | 6.6 | 50 | 9.9 |  | 1 |  | 1200 | 2750 | SA283 Gr.C | SA283 Gr.C | CS | CS | CS |  | SYNRYO HIGH J | 5 | E | * | Klik |  |  |  |  | 930 | Replace resin | 2011-07-16 |  | OK
65 | Utility | D-933 | Anion Exchanger | WATER | 2 | 6.5 | 50 | 9.75 |  | 1 |  | 1200 | 3100 | SA283 Gr.C | SA283 Gr.C | CS | CS | CS |  | SYNRYO HIGH J | 5 | E | * | Klik |  |  |  |  | 930 | Replace resin | 2011-07-16 |  | OK
66 | Utility | D-933 B | Anion Exchanger | WATER | 2 | 6.5 | 50 | 9.75 |  | 1 |  | 1200 | 3100 | SA283 Gr.C | SA283 Gr.C | CS | CS | CS
67 | Utility | D-934 | Mixed Bed Polisher | WATER | 1.6 | 6 | 50 | 9 |  | 1 |  | 898 | 29 | SA283 Gr.C | SA283 Gr.C | CS | CS | CS |  | SYNRYO HIGH J | 5 | E | * | Klik |  |  |  |  | 930 | Never opened |  |  | OK
68 | Utility | D-941 | Cooling Water Filter | CW | - | 10 | 80 | 15 |  | - |  | - | - | - | - | - | - | CS |  | AMIAD | 5 | E | * | Klik |  |  |  |  | 940 | Cleaning | 2005-08-03
69 | Utility | D-951 | Oxo Blow Down Drum | PG | 10.2 | 2.0 | -45 | 3.0 |  | 1 |  | 1800 | 3400 | 09Mn2VDR | 09Mn2VDR | CS | CS | CS |  | JINZHOU HEAVY M | 5 | E | * | Klik | 17800 |  |  | OP31 | 950 | Never opened |  |  | OK
70 | Utility | D-961 | Fuel Gas Drain Separator | FGS | 0.4 | 3.8 | 50 | 5.7 |  | 1 |  | 600 | 1200 | A285 Gr.C | A285 Gr.C | CS | CS | CS |  | MECO | 5 | E | * | Klik | 2100 |  |  | OP32 | 960 | Never opened |  |  | OK
71 | Utility | D-962 | NG Drain Separator | NG | 0.82 | 21.0 | 60 | 31.5 |  | 1 |  | 650 | 2180 | SA515 Gr.60 | SA515 Gr.60 | CS | CS | CS |  | MECO | 5 | E | * | Klik | 3500 |  |  |  | 960 | Cleaning demister | 2008-12-20 |  | OK
72 | Utility | D-963A | Sample Drum | CAT, FOL | 1.36 | FW + 0.02 | 50 | FW |  | 0 |  | 1200 | 1200 | SA240-304 | SA240-304 | 304 | 304 | CS |  | MECO | 5 | E | * | Klik | 5500 |  |  | OP33 | 960 | Never opened |  |  | OK
73 | Utility | D-963B | Sample Drum | CAT, FOL | 1.36 | FW + 0.02 | 50 | FW |  | 0 |  | 1200 | 1200 | SA240-304 | SA240-304 | 304 | 304 | CS |  | MECO | 5 | E | * | Klik | 5500 |  |  | OP33 | 960 | Never opened |  |  | OK
74 | Utility | D-985 | T-980 Decanter | FOL | 1.4 | 2 | 50 | 3 |  | 0 |  | 900 | 1800 | SA240-304 | SA240-304 | SA240-304 | SA240-304 | CS |  | MECO | 5 | E | * | Klik | 7300 |  |  | OP35 | 980 | Never opened |  |  | OK
75 | Utility | D-991 | Plant Air Holder | WATER | 27 | 10.0 | 50 | 15.0 |  | 1 |  | 1000 | 3000 | SA240-304 | SA240-304 | CS | CS | CS | ASME SEC. VIII | MECO | 5 | E | * | Klik | 4500 |  |  | U24 | 990 | Never opened |  |  | OK
76 | Utility | D-991C | AIR RECEIVER TANK (N2G) | AIR | 5 | 10 | 100 | 13 |  | 0.5 |  | 1352 | 3050 | A285 Gr.C | A285 Gr.C | A106 Gr B | A105 | A36 | ASME SEC. VIII DIV.1 | DANCOMAIR Engineering |  |  |  | Klik |  | 2021-11-01 | 21V500 0012 |  | 990 | New equipment of N2G | 2021-11-01
77 | Utility | D-992 | Instrument Air Holder | WATER | 91 | 10.0 | 50 | 15.0 |  | 1 |  | 3300 | 9500 | A285 Gr.C | A285 Gr.C | CS | CS | CS | ASME SEC. VIII | MECO | 5 | E | * | Klik | 71400 |  |  | U24 | 990 | Never opened |  |  | OK
78 | Utility | D-993 | N2 Holder High purity | N2 GAS | 14.2 | 10.0 | 50 | 15.0 |  | 1 |  | 2100 | 3400 | A285 Gr.C | A285 Gr.C | CS | CS | CS | SEC. VIII DIV.1 | MECO | 5 | C | * | Klik | 15400 |  |  | U26 | 990 | Never opened |  |  | OK
79 | Utility | D-994 | N2 Holder Low purity (N2G) | N2 GAS | 10 | 10 | 100 | 13 |  | 0.5 |  | 1726 | 3350 | A36 | A36 | A106 Gr B | A105 | A36 | ASME SEC. VIII DIV.1 | DANCOMAIR Engineering |  |  |  | Klik |  | 2021-11-01 | 21V010K 0004 |  | 990 | New equipment of N2G | 2021-11-01
80 | CO2Liq | B-10310-01 | Condensate vessel | [20 empty] | Klik |  | 2015-10-28 |  | CO(009610) | 770 | Never opened
81 | CO2Liq | A-37100-01 | Distillation column PUR D | [16 empty] | Union Engineering |  |  |  | Klik |  | 2015-10-28 |  |  | 770 | Never opened
82 | CO2Liq | A-11411-01 | Activated Carbon Filter | [16 empty] | Union Engineering |  |  |  | Klik |  | 2015-10-28 |  |  | 770 | Never opened
83 | Utility | D-995 | AIR RECEIVER TANK (TFM) | AIR | 5 | 11 | 34 | 16.5 |  | 1 |  | 1275 | 3600 | CS | CS | CS | CS | CS | ASME SEC. VIII DIV.1 | PT. TRIMEKA HUTAMA |  |  |  | Klik |  | 2022-01-04 | TMH-5005-21 |  | 990 | New equipment of TFM | 2022-01-04
84 | CO2Liq | D-771 | Storage tank | CO2 Liquid | 150 | 2.34 | 37 | 1.3 |  | 1 |  | 3600 | 18048 | SA283 Gr.C | SA283 Gr.C | CS | CS | CS |  | Zhangjiagang CIMC |  |  |  | Klik |  | 2015-10-28 |  |  | 770 | Never opened
85 | CO2Liq | D-772 | Storage tank | CO2 Liquid | 150 | 2.34 | 37 | 1.3 |  | 1 |  | 3600 | 18048 | SA283 Gr.C | SA283 Gr.C | CS | CS | CS |  | Zhangjiagang CIMC |  |  |  | Klik |  | 2015-10-28 |  |  | 770 | Never opened
86 | CO2Liq | D-773 | Storage tank | CO2 Liquid | 150 | 2.34 | 37 | 1.3 |  | 1 |  | 3600 | 18048 | SA283 Gr.C | SA283 Gr.C | CS | CS | CS |  | Zhangjiagang CIMC |  |  |  | Klik |  | 2015-10-28 |  |  | 770 | Never opened
87 | Utility | RETURNTANK-P-101 | RETURN TANK (N2G) | AIR | - | 10.5 | 110 | 15 |  | 1 |  | 1200 | 3000 | CS | CS | CS | CS | CS | ASME SEC. VIII DIV.1 | ADVANCED CAPITAL ENG. |  |  |  | Klik |  | 2021-11-01 | 21AJB234 |  | 990 | New equipment of N2G | 2021-11-01
88 | Utility | RETURNTANK-P-102 | RETURN TANK (N2G) | AIR | - | 10.5 | 110 | 15 |  | 1 |  | 1400 | 3000 | CS | CS | CS | CS | CS | ASME SEC. VIII DIV.1 | ADVANCED CAPITAL ENG. |  |  |  | Klik |  | 2021-11-01 | 21AHB370 |  | 990 | New equipment of N2G | 2021-11-01
89 | Utility | D-968 | NG Drain Separator C-008 | [20 empty] | Klik |  | 2010-07-27 |  | U23 | 960 | Never opened
90 | Utility | D-962 | NG Drain Separator C-009 | [20 empty] | Klik |  | 2010-07-27 |  | U23 | 960 | Never opened
91 | Octanol | D-556 | D-555 Holder | [20 empty] | Klik |  | 2006-06-27 |  | OP23 | 550 | Never opened
92 | Utility | D-952 | PGL Holder | [20 empty] | Klik |  | 2014-10-14 |  | OP31 | 950 | Never opened
93 | Utility | D-964 | Corrugated Plate Interception | [20 empty] | Klik |  | 2009-05-09 |  | OP34 | 960 | Never opened
94 | Utility | D-911 | LPG | [20 empty] | Klik |  | 2009-05-09 |  | S15 | 900 | Never opened
95 | Utility | D-912 | LPG | [20 empty] | Klik |  | 2009-05-09 |  | S15 | 900 | Never opened
96 | Utility | D-913 | LPG | [20 empty] | Klik |  | 2009-05-09 |  | S15 | 900 | Never opened
97 | Utility | D-914 | LPG | [20 empty] | Klik |  | 2009-05-09 |  | S15 | 900 | Never opened
98 | Octanol | D-537 | [21 empty] | Klik |  |  | NONACTIVE |  | 530 | Never opened
Note :
Total Equipment |  |  | 98 | [24 empty] | 67 |  | 94 |  |  | 69
70.41%
PON
Menu
PON
Menu
PON
Menu

## 34
|  |  | EQUIPMENT LIST | [16 empty] | Document No. | : MNTC-ME
[20 empty] | Revision | : 0
[20 empty] | Date of issue | : 2023
PT. PETRO OXO NUSANTARA | [19 empty] | Page | : 1 of 3
TANK
2027-12-31
No | Area | Tag No | Service | Fluid | Volume | Design Press. | Design Temp. | Hydro Test P. | Pneumat Test P. | Corrosion | Radio. test | Size Tank |  | Material |  |  |  |  | Code standar | Manufacture | Category |  | Complex grade | Spare | Price | Installation | Remark | [5 empty] | EaMS Update
[5 empty] | m3 | kgf/cm2G | 0C | mmAq | kgf/cm2G | Allowance | % | Shell ID ( mm ) | Length ( mm ) | Shell | Head | Nozzle | Flange | Sup, leg, lug | ASME |  | Score | Grade |  | Part | USD | Date |  |  |  | History | Date | Rekomendasi S/D 2027
1 | SynGas | TK-011 | Phosphate Tank | Phosphate | 0,26 | F.W | 100 | 3 |  | 0 |  | 600 | 800 | 304 | 304 | 304 | 304 |  | API 620 & 650 | MECO | 5 | C | * | Klik | 7000 |  |  | S4 | 010 |  |  |  | OK
2 | SynGas | TK-021 | MEA Storage Tank | MEA Solution | 35.3 | F.W | 100 | 1 |  | 3 |  | 3000 | 5000 | CS | CS | CS | CS |  | API 620 & 650 | MHI SEMPEC | 5 | C | * | Klik | 11200 |  |  | S23 | 020 | Leakage, replace spool pipe line outlet TK-021 (MDEA dia. 4"-MES-021-ACTC) | 2006-09-05 |  | OK
3 | SynGas | TK-022 | Antifoam Tank | Anti Foam | 0.02 | F.W | 100 | F.W | [12 empty] | 5 | C | * | Klik | 5500 |  |  | S22 | 020 |  |  |  | OK
4 | SynGas | TK-023 | Inhibitor A + B Tank | Inhibitor A/B | 0,26 | F.W | 200 | F.W |  | 3 |  | 500 | 1200 | Cs | [5 empty] | MECO | 5 | C | * | Klik | 2200 |  |  | S22 | 020 | Not operated, Project CPI FOL Treatment, move TK-023 to area TK-971, TK-023 is used for CPI and change tag no. to TK-965 | 2005-03-16 |  | OK
5 | SynGas | TK-024 | Inhibitor C + Aeration T | Inhibitor C | 0,53 | F.W | 200 | F.W |  | 3 |  | 650 | 1500 | CS | [5 empty] | MECO | 5 | C | * | Klik | 1800 |  |  | S22 | 020 | Replace gasket asbestos Carbon OD 79 X ID 65 X 7.3 (1 pcs), replace gasket asbestos dia. 3" #150 | 1998-08-24 |  | OK
6 | SynGas | TK-025 | MEA Sump Tank | MEA Solution | 3,5 | F.W | 80 | F.W |  | 3 |  | 1500 | 2000 | CS | CS | CS | CS |  |  | MHI SEMPEC | 5 | C | * | Klik | 3500 |  |  | S23 | 020 |  |  |  | OK
7 | Octanol | TK-111 | Oxo CAT Tank | TOL | 253 | F.W | 50 | F.W |  | 0 |  | 6600 | 6700 | 304 | 304 | 304 | 304 | 304 | API 620 & 650 | MHI SEMPEC | 25 | E,S | ** | Klik | 19200 |  |  | OP28 | 110 | Cleaning body tank | 2010-01-15 |  | OK
8 | Octanol | TK-141 | Crude ALD Tank | NBD, IBD | 294 | F.W | 50 | F.W |  | 0 |  | 7000 | 7000 | 304 | 304 | 304 | 304 | 304 | API 620 & 650 | MHI SEMPEC | 5 | C | * | Klik | 42000 |  |  | OP28 | 140 |  |  |  | OK
9 | Octanol | TK-161 | NBD Tank | NBD | 253 | F.W | 60 | F.W |  | 0 |  | 6600 | 6700 | 304 | 304 | 304 | 304 | 304 | API 620 & 650 | MHI SEMPEC | 5 | C | * | Klik | 39200 |  |  | OP28 | 160 |  |  |  | OK
10 | Octanol | TK-162 | IBD Tank | IBD | 253 | F.W | 60 | F.W |  | 0 |  | 6600 | 6600 | 304 | 304 | 304 | 304 | 304 | API 620 & 650 | MHI SEMPEC | 5 | C | * | Klik | 39200 |  |  | OP28 | 160 |  |  |  | OK
11 | Octanol | TK-172 | IBD Tank | IBD | 350 | 2 | 50 | F.W |  | 0 |  | 7660 | 10668 | 304 | 304 | 304 | 304 | 304 | API 650 | LEEWON INDUSTRIAL | 5 | C | * | Klik | 39200 | 2022-06-15 |  |  | 170 | Install new unit of T-170 | 2022-06-15
12 | Octanol | TK-211 | Tol Tank | TOL | 184 | F.W | 50 | F.W |  | 0 |  | 6000 | 5800 | 304 | 304 | 304 | 304 | 304 | API 620 & 650 | MHI SEMPEC | 25 | E,S | ** | Klik | 36400 |  |  | OP29 | 210 |  |  |  | OK
13 | Octanol | TK-251 | Spent CAT Tank | TOL | 50 | F.W | 180 | F.W |  | 0 |  | 3800 | 3700 | 304 | 304 | 304 | 304 | 304 | API 620 & 650 | MHI SEMPEC | 25 | E,S | ** | Klik | 36400 |  |  | OP29 | 250 | Welding leakage of pipe line / LPS at inner | 1999-09-17 |  | OK
14 | Octanol | TK-397 | [27 empty] | Replace ball valve dia. 3/4" PVC double union Asahi (1 pcs) | 1998-08-13
15 | Octanol | TK-411 | 2 EH Solvent Tank | 2EH | 347 | F.W | 60 | F.W |  | 1 |  | 7300 | 7600 | CS | CS | CS | CS | CS | API 620 & 650 | MHI SEMPEC | 25 | C,E | ** | Klik | 22400 |  |  | OP30 | 410 |  |  |  | OK
16 | Octanol | TK-511 | NBA Solvent Tank | NBA | 80 | F.W | 50 | F.W |  | 1 |  | 4500 | 4300 | CS | CS | CS | CS | CS | API 620 & 650 | MHI SEMPEC | 25 | C,E | ** | Klik | 14000 |  |  | OP30 | 510 | Open manhole bottom for cleaning inside tank (condition is dirty/muddy), change blind plate flange dia. 1-1/2" at B/V drain to blind flange, install block valve dia. 6" #150 | 2009-10-23 |  | OK
17 | Octanol | TK-611 | IBA Solvent Tank | IBA | 50 | F.W | 50 | F.W |  | 1 |  | 4100 | 3800 | CS | CS | CS | CS | CS | API 620 & 650 | MHI SEMPEC | 25 | C,E | ** | Klik | 14000 |  |  | OP30 | 610 |  |  |  | OK
18 | Utility | TK-721 | 2 EH Storage Tank | 2EH | 14010 | F.W | 60 | F.W |  | 1 |  | 26000 | 26400 | CS | CS | CS | CS | CS | API 620 & 650 | MHI SEMPEC | 25 | C,E | ** | Klik | 322000 |  |  | U33 | 720 | Add nozzle pipe dia. 6" for sampling facility at top manhole | 1999-11-28 |  | OK
19 | Utility | TK-722 | 2 EH Storage Tank | 2EH | 14010 | F.W | 60 | F.W |  | 1 |  | 26000 | 26400 | CS | CS | CS | CS | CS | API 620 & 650 | MHI SEMPEC | 25 | C,E | ** | Klik | 322000 |  |  | U33 | 720 | Add nozzle pipe dia. 6" for sampling facility at top manhole | 1999-11-28 |  | OK
20 | Utility | TK-723 | NBA Storage Tank | NBA | 2305 | F.W | 60 | F.W |  | 1 |  | 13900 | 15200 | CS | CS | CS | CS | CS | API 620 & 650 | MHI SEMPEC | 25 | C,E | ** | Klik | 74200 |  |  | U34 | 720 | Add nozzle pipe dia. 6" for sampling facility at top manhole | 1999-11-28 |  | OK
21 | Utility | TK-724 | NBA Storage Tank | NBA | 2305 | F.W | 60 | F.W |  | 1 |  | 13900 | 15200 | CS | CS | CS | CS | CS | API 620 & 650 | MHI SEMPEC | 25 | C,E | ** | Klik | 74200 |  |  | U34 | 720 | Add nozzle pipe dia. 6" for sampling facility at top manhole | 1999-11-28 |  | OK
22 | Utility | TK-725 | IBA Storage Tank | IBA | 1503 | F.W | 60 | F.W |  | 1 |  | 12000 | 13300 | CS | CS | CS | CS | CS | API 620 & 650 | MHI SEMPEC | 25 | C,E | ** | Klik | 5600 |  |  | U35 | 720 | Add nozzle pipe dia. 6" for sampling facility at top manhole | 1999-11-20 |  | OK
23 | Utility | TK-726 | IBA Storage Tank | IBA | 1503 | F.W | 60 | F.W |  | 1 |  | 12000 | 13300 | CS | CS | CS | CS | CS | API 620 & 650 | MHI SEMPEC | 25 | C,E | ** | Klik | 56000 |  |  | U35 | 720 | Add nozzle pipe dia. 6" for sampling facility at top manhole | 1999-11-20 |  | OK
24 | Utility | TK-811 | Raw Waste Water Tank | Raw Waste Water | 184 | F.W | 50 | F.W |  | 0 |  | 6000 | 7500 | 304 | 304 |  |  |  |  | MHI SEMPEC | 5 | C | * | Klik | 42000 |  |  | U07 | 800 | Cleaning, open & close manhole for cleaning due to too much sludge inside | 2005-08-31 |  | OK
25 | Utility | TK-814 | Aeration Tank | [17 empty] | 5 | C | * | Klik | 1400 |  |  | U07 | 800 | Line TK-814 to TK-815 is porous, replace spool line | 2004-07-10 |  | OK
26 | Utility | TK-815 | No. 1 Clarifier | [17 empty] | 5 | C | * | Klik | 35000 |  |  | U07 | 800 | Leakage, replace spool pipe dia. 3", coating spool with resin | 2004-07-09 |  | OK
27 | Utility | TK-816 | Scum Tank | [17 empty] | 5 | C | * | Klik | 1400 |  |  | U07 | 800 |  |  |  | OK
28 | Utility | TK-817 | Intermediate Tank | [17 empty] | 5 | C | * | Klik | 700 |  |  | U07 | 800 |  |  |  | OK
29 | Utility | TK-818 | Neutralization Tank | [17 empty] | 5 | C | * | Klik | 1400 |  |  | U07 | 800 |  |  |  | OK
30 | Utility | TK-819 | Treated Water Tank | [17 empty] | 5 | C | * | Klik | 1400 |  |  | U07 | 800 |  |  |  | OK
31 | Utility | TK-820 | CWF Receiving Tank | [17 empty] | 5 | C | * | Klik | 1400 |  |  | U08 | 800 |  |  |  | OK
32 | Utility | TK-821 | No. 2 Clarifier | [17 empty] | 5 | C | * | Klik | 1400 |  |  | U08 | 800 |  |  |  | OK
33 | Utility | TK-822 | Sludge Slurry Tank | [17 empty] | 5 | C | * | Klik | 1400 |  |  | U08 | 800 |  |  |  | OK
34 | Utility | TK-823 | Filtrate Water Tank | [17 empty] | 5 | C | * | Klik | 1400 |  |  |  | 800 |  |  |  | OK
35 | Utility | TK-831 | H2SO4 Tank | H2SO4 | 33 | F.W | 50 | F.W |  | 3 |  | 3300 | 3800 | CS | CS | CS | CS | CS | API 620 & 650 | MHI SEMPEC | 25 | E,S | ** | Klik | 35000 |  |  | U09 | 800 | Make up oil level sealing TK-831 (5 lt) | 2009-12-02 |  | OK
36 | Utility | TK-832 | NaOH Tank | NAOH | 34 | F.W | 50 | F.W |  | 3 |  | 3250 | 6500 | CS | CS | CS | CS | CS | API 620 & 650 | MHI SEMPEC | 25 | E,S | ** | Klik | 7000 |  |  | U09 | 800 | Blasting & Recoating Internal Tank | 2023-02-01 |  | OK
37 | Utility | TK-833 | Nutrient Dissolving Tank | Phosphate Urea | 4,5 | F.W | 50 | F.W |  | 0 |  | 1600 | 2200 | 304 | 304 |  |  |  |  | MECO | 5 | C | * | Klik | 7000 |  |  | U09 | 800 |  |  |  | OK
38 | Utility | TK-834 | No. 1 Polymer Dissolving Tank | Polymer | 1 | F.W | 50 | F.W | [12 empty] | 5 | C | * | Klik | 2000 |  |  |  | 800 | Not operated, Project CPI FOL Treatment, move TK-834 to area TK-971, TK-834 is used for CPI and change tag no. to TK-965 | 2005-03-16 |  | OK
39 | Utility | TK-835A | No. 2 Polymer Dissolving Tank | Polymer | 0.5 | F.W | 50 | F.W | [12 empty] | 5 | C | * | Klik | 1500 |  |  |  | 800 | Not operated, Project CPI FOL Treatment, move TK-835 A/B to area TK-971, TK-835 A/B is used for CPI and change tag no. to TK-964 | 2005-03-16 |  | OK
40 | Utility | TK-835B | No. 2 Polymer Dissolving Tank | Polymer | 0.5 | F.W | 50 | F.W | [12 empty] | 5 | C | * | Klik | 1500 |  |  |  | 800 | Not operated, Project CPI FOL Treatment, move TK-835 A/B to area TK-971, TK-835 A/B is used for CPI and change tag no. to TK-964 | 2005-03-16 |  | OK
41 | Utility | TK-850 | Blowdown Pit Tank | [20 empty] | Klik |  |  |  | U13 | 800
42 | Utility | TK-851 | Water tank | WATER |  | F.W | 100 | F.W | [11 empty] | TSUKISIMA KIKAI | 5 | C | * | Klik | 35000 |  |  |  | 850
43 | Utility | TK-852 | Head Tank | BFW |  | F.W | 100 | F.W | [11 empty] | TSUKISIMA KIKAI | 5 | C | * | Klik |  |  |  | U13 | 850 |  |  |  | OK
44 | Utility | TK-853 | Smelt Dissolver | WASTE WATER |  | 0,26 | 100 | F.W | [11 empty] | TSUKISIMA KIKAI | 5 | C | * | Klik |  |  |  |  | 850 |  |  |  | OK
45 | Utility | TK-871 | Water pond SWWT | Water | [21 empty] | 2022-12-30 |  |  | 870 | New unit of RO/SWWT | 2022-12-30
46 | Utility | TK-872 | Intermediate Water tank | Water | [21 empty] | 2022-12-30 |  |  | 870 | New unit of RO/SWWT | 2022-12-30
47 | Utility | TK-873 | Tanki product | Water | [21 empty] | 2022-12-30 |  |  | 870 | New unit of RO/SWWT | 2022-12-30
48 | Utility | TK-874 | Tanki Chemical cleaning | Water | [21 empty] | 2022-12-30 |  |  | 870 | New unit of RO/SWWT | 2022-12-30
49 | Utility | TK-902 | water pond | [20 empty] | Klik |  |  |  | U17 | 900
50 | Utility | TK-923 | Process Condensate Tank | CONDENSATE | 23.3 | F.W | 60 | F.W | [11 empty] | MECO | 5 | C | * | Klik | 9100 |  |  | U15 | 920 | PM, cleaning, recoating fiber inner tank with material resin-catalyst | 2011-07-14 |  | OK
51 | Utility | TK-924 | Na3PO4 Tank | [17 empty] | 5 | C | * | Klik | 14000 |  |  |  | 920
52 | Utility | TK-925 | N2 H4 Tank | N2H4 | 0,6 | F.W | 50 | F.W | [11 empty] | TAIWAN NIKKISO | 5 | C | * | Klik | 7000 |  |  | U16 | 920 |  |  |  | OK
53 | Utility | TK-931 | Filtered Water Tank | FILTER WATER | 10.37 | F.W | 60 | F.W |  | 0 |  | 29000 | 15700 | CS | CS | CS | CS | CS | API 620 & 650 | MHI SEMPEC | 5 | C | * | Klik | 238000 |  |  | U17 | 930 |  |  |  | OK
54 | Utility | TK-932 A | Demineralized Water Tank | DEMIN WATER | 170 | F.W | 60 | No |  | 0 |  | 3000 | 3300 | CS | CS | CS | CS | CS | API 620 & 650 | MHI SEMPEC | 5 | C | * | Klik | 39200 |  |  |  | 930 |  |  |  | OK
55 | Utility | TK-932 B | Demineralized Water Tank |  | 144.12 | [6 empty] | 6000 | 5100 | [10 empty] | Klik |  | 2007-11-21 |  | U19 | 930 | Additional TK-932 B | 2007-11-21 |  | OK
56 | Utility | TK-933A | Non Oxidation Biocide | [25 empty] | 930
57 | Utility | TK-933B | Anti Scalant | [25 empty] | 930
58 | Utility | TK-934 | Cation Backwash Tank | WATER/RESIN | 4 | F.W | 50 | No | [11 empty] | DMW Unit | 5 | C | * | Klik |  |  |  |  | 930 |  |  |  | OK
59 | Utility | TK-935 | Degasifier Tank | WATER | 4.7 | F.W | 50 | No | [11 empty] | DMW Unit | 5 | C | * | Klik |  |  |  |  | 930 | Tank leakage, open manhole for repair, coating inner vessel | 2004-07-07
60 | Utility | TK-936 | Potable Water Storage Tank | WATER | 60 | F.W | 60 | No |  | 1 |  | 4100 | 4550 | CS | CS | CS | CS | CS | API 620 & 650 | MHI SEMPEC |  |  |  | Klik | 25200 |  |  | U18 | 930 |  |  |  | OK
61 | Utility | TK-937 | H2SO4 Service Tank | H2SO4 50% | 1,5 | F.W | 50 | No | [11 empty] | DMW Unit | 5 | C | * | Klik |  | 1999-06-11 |  |  | 930 | Change new tank drum | 1999-06-11 |  | OK
62 | Utility | TK-938 | NaOH Service Tank | NAOH 48% | 1,1 | F.W | 50 | No | [11 empty] | DMW Unit | 5 | C | * | Klik |  |  |  |  | 930 |  |  |  | OK
63 | Utility | TK-939 | Neutralization Pit | WASTE WATER | [16 empty] | 5 | C | * | Klik |  |  |  |  | 930 | Repair line inner tank at elbow PVC dia. 3" and tee PVC dia. 3" | 2005-04-29 |  | OK
64 | Utility | TK-942 | Chilled Water Tank | FILTER WATER | 6,6 | F.W | 50 | F.W |  | 1 |  | 1800 | 2600 | CS | CS | CS | CS | CS | API 620 & 650 | MECO | 5 | C | * | Klik | 6400 |  |  | U21 | 940 | Corrosion inside, coating with rust converter and resin | 2004-08-03 |  | OK
65 | Utility | TK-943 | PH Adjust Tank | H2SO4 | 0.25 | F.W |  | F.W | [11 empty] | NALCO | 5 | C | * | Klik |  |  |  |  | 940
66 | Utility | TK-944 | Corrosian Inhibitor Tank | PHOSPHATE | 0.25 | F.W |  | F.W | [11 empty] | NALCO | 5 | C | * | Klik |  |  |  |  | 940
67 | Utility | TK-945 | Dispersant Chemical Tank | DISPERSANT | 0.25 | F.W |  | F.W | [11 empty] | NALCO | 5 | C | * | Klik |  |  |  |  | 940
68 | Utility | TK-961A | Fuel Oil Tank | FUEL OIL | 381 | 200 MM AQ | 40 | F.W |  | 1 |  | 7600 | 7700 | CS | CS | CS | CS | CS | API 620 & 650 | MHI SEMPEC | 25 | C, E | ** | Klik | 35000 |  |  | OP29 | 960 | Modification, add line overflow TK-961 B to TK-961 A | 2000-06-02 |  | OK
69 | Utility | TK-961B | Fuel Oil Tank | FUEL OIL | 381 | 200 MM AQ | 40 | F.W |  | 1 |  | 7600 | 7700 | CS | CS | CS | CS | CS | API 620 & 650 | MHI SEMPEC | 25 | C, E | ** | Klik | 35000 |  |  | OP29 | 960 | Modification, add line overflow TK-961 B to TK-961 A | 2000-06-02 |  | OK
70 | Utility | TK-963 | Floculation Tank | [20 empty] | Klik |  |  |  |  | 960
71 | Utility | TK-965 | FeSO4 Tank | [20 empty] | Klik |  |  |  | OP34 | 960
72 | Utility | TK-966 | Slurry Tank | [20 empty] | Klik |  |  |  | OP34 | 960
73 | Utility | TK-971 | Waste Water Sump | WASTE WATER | [16 empty] | 5 | C | * | Klik | 21000 |  |  |  | 960 | PM, cleaning tank, repair tank wall material: sand, brick, cement | 2011-07-16 |  | OK
74 | CO2Gas | T-10409-01 | [21 empty] | Klik |  |  |  | CO(009611)
75 | CO2Gas | T-11203-03 | Dosing Vessel | [20 empty] | Klik |  | 2013-03-01 |  | CO(133565) | 060
76 | CO2Liq | T-11604-01 | Nox Flash Tank |  |  | 20 | 100 | [12 empty] | Shanghai Yangyuan |  |  |  | Klik |  | 2015-10-28 |  |  | 770
77 | CO2Gas | T-11506-04 | Antifoam Tank | Anti Foam | [19 empty] | Klik |  | 2015-05-27 |  | CO(009610) | 060
Total | [24 empty] | 1795000
Note :
Total Equipment |  |  | 77 | [24 empty] | 50 |  | 35 |  |  | 54
70.13%
PON
Menu
PON
Menu

## 33
|  |  | EQUIPMENT LIST | [16 empty] | Document No. | : MNTC-ME
[20 empty] | Revision | : 0
[20 empty] | Date of issue | : 2023
PT. PETRO OXO NUSANTARA | [19 empty] | Page | : 1 of 1
SEPARATOR
2027-12-31
No | Area | Tag No. | Service | Fluid | Volume | Design Press. | Design Temp. | Hydro Test P. | Pneumat Test P. | Corrosion | Radio. test | Size Drum |  | Material |  |  |  |  | Code | Manufacture | Category |  | Complex grade | Spare | Price | Installation | Remark
[5 empty] | m3 | kgf/cm2G | 0C | kgf/cm2G | kgf/cm2G | Allowance | % | Shell ID ( mm ) | Length ( mm ) | Shell | Head | Nozzle | Flange | Supp, leg, lug | ASME |  | Score | Grade |  | Part | USD | Date |  |  |  | History | Date | Rekomendasi S/D 2027 | EaMS update
1 | SynGas | S-001A | C-011 Oil Mist Separator | Hydrogen | 1 | 45 | 60 | 67.5 |  | 3 |  | 219 | 1994 | A 106 Gr. B | A 516 Gr. 70 | CS | CS | CS |  | PERRY EQUIP CORP | 5 | C | * | Klik |  |  |  | OP-002 | 010 | PM, open cover separator check demister condition OK, gasket cover not replaced | 2002-09-04 |  | OK
2 | SynGas | S-001B | C-011 Oil Mist Separator | Hydrogen | 0.06 | 45 | 60 | 67 |  |  |  | 219 | 2464 | CS | CS | CS | CS | CS | Asme Sec.VIII DIV.1 ED.2019 | Leewon |  |  |  |  | 6100 | 2023-02-01 |  |  | 010 | New unit S-001 B with Element Filter NGGC-336 PL23 "PECO" | 2023-02-01 |  | OK
3 | Octanol | S-115 | Oxo Recycle Drain Separator | PPY.PPA H2 | 1.3 | 23 | 70 | 34.5 |  | 0 |  | 900 | 1650 | 304 | 304 | 304 | 304 | 304 |  | MECO | 5 | C | * | Klik | 15000 |  |  | OP-004 | 110 | PM 6 month, cleaning external, check all bolt & greasing | 2000-09-08 |  | OK
4 | Octanol | S-125 | Oxo Middle Press Drain Separator | H2 CO | 13.8 | 2 | 50 | 3 |  | 0 |  | 300 | 1150 | 304 | 304 | 304 | 304 | 304 |  | MECO | 5 | C | * | Klik | 4100 |  |  | OP-004 | 120 | PM 6 month, cleaning external, check all bolt & greasing | 2000-09-08 |  | OK
5 | Octanol | S-135 | No. 2 Oxo Drain Separator | H2. PPA CH4 N2CO | 0.09 | 6.3 | 50 | 9.5 |  | 0 |  | 250 | 1150 | 304 | 304 | 304 | 304 | 304 |  | MECO | 5 | C | * | Klik | 4100 |  |  | OP-003 | 130 | PM 6 month, check leakage | 2008-10-20 |  | OK
6 | Octanol | S-412 | C-412 Oil Mist Separator | H2 GAS + N2H2O |  | 45 | 50 | 67.5 | [11 empty] | PERRY EQUIP CORP | 5 | C | * | Klik | 4900 |  |  | OP-014 | 410 | Differential pressure high, remove element filter NGGC-336 P/N 855 12 & 90 PL01D6, cleaning element filter, replace gasket dia. 16" #300 (1 pcs) | 2018-01-25 |  | OK
7 | SynGas | C-011-S1 | C-011 Inter Stage Separator | Hydrogen | 297.9 x 1525 | 24 | 100 | 36 |  | 1 |  | 310 | 2000 |  | CS |  |  |  | Asme Sec.VIII | SANBO SEIKAN CO | 5 | C | * | Klik |  |  |  | S16 | 010 | Cleanning separator | 2022-07-22
8 | SynGas | C-012-S1 | C-012 Inter Stage Separator | CO2 | 400 x 1525 | 7.5 | 100 | 12 | [11 empty] | SANBO SEIKAN CO | 5 | C | * | Klik |  |  |  | S17 | 010 | Cleanning separator | 2022-07-22
9 | SynGas | C-013-S1 | C-013 Inter Stage Separator | CO | 800 x 2375 | 17 | 110 | 25.5 |  | 1 |  | 530 | 3000 |  | CS |  |  |  | Asme Sec.VIII | SANBO SEIKAN CO | 5 | C | * | Klik |  |  |  | S16 | 010 | Cleanning separator | 2022-07-22
10 | SynGas | C-012-S2 | C-012 After Separator | CO2 | 3055 x 1525 | 18 | 170 | 28.8 | [11 empty] | SANBO SEIKAN CO | 5 | C | * | Klik |  |  |  | S17 | 010 | Cleanning separator | 2022-07-22
11 | Utility | S-831 | Dehydrator | WASTE WATER + EXCESS SLUDGE | [23 empty] | U | 800 | Not operated | 2006-03-20
12 | Utility | S-851 | E-851 Separator | [24 empty] | OP35 | 850
13 | Utility | S-852 | Incinerator | [24 empty] | U13 | 850
14 | Utility | S-853 | Incinerator | [24 empty] | U13 | 850
15 | Utility | S-916 | LPG | [22 empty] | 2005-09-09 |  | U | 900 | Start loading LPG | 2005-09-09
16 | CO2Liq | B-10312-05 | Liquid/ Gas separator | liquid +gas | 31 | 25 | 50 | 37.5 | [11 empty] | Spirax Sacro |  |  |  | Klik |  | 2015-10-28 |  |  | 770
17 | CO2Liq | B-10309-02 | Liquid/ Gas separator | liquid +gas | 31 | 25 | 50 | 37.5 | [11 empty] | Spirax |  |  |  | Klik |  | 2015-10-28 |  |  | 770
18 | CO2Liq | B-33503-01 | Dehumidifier | water | 31 | 25 | 50 | 37.5 | [11 empty] | Union Engineering |  |  |  | Klik |  | 2015-10-28 |  |  | 770
19 | CO2Liq | B-33507-15 | Liquid/ Gas separator | liquid +gas | 31 | 25 | 50 | 37.5 | [11 empty] | Amstrong |  |  |  | Klik |  | 2015-10-28 |  |  | 770
20 | CO2Liq | B-40102-01 | Liquid/ Gas separator | liquid +gas | 31 | 25 | 50 | 37.5 | [11 empty] | Bitzer |  |  |  | Klik |  | 2015-10-28 |  |  | 770
Total | [24 empty] | 34200
Note :
Total Equipment |  |  | 20 | [24 empty] | 14 |  | 12 |  |  | 6
30%
PON
Menu
PON
Menu

## 32
|  |  | EQUIPMENT LIST | [5 empty] | Document No. | : MNTC-ME
[9 empty] | Revision | : 0
[9 empty] | Date of issue | : 2023
PT. PETRO OXO NUSANTARA | [8 empty] | Page | : 1 of 1
Package Unit
2027-12-31
No | Area | Tag No | Service | Fluid | Type | Capacity | Design Press. | Hydro Test P. | Design Temp. | Manufacture | category |  | Complex grade | Spare | Price | Installation | Remark
[6 empty] | m3/h | kgf/cm2G | kgf/cm2G | 0C |  | Score | Grade |  | Part | USD | Date |  |  |  | History | Date | Rekomendasi S/D 2027 | EaMS update | Name plate
1 | SynGas | U-031 | Membrane Unit | OXO Gas |  | 12.499 |  |  | 40 | UOP NV | 25 | S,C | ** | Klik | 2520000 |  |  | S10 | 030 | Cleaning | 2022-07-20 |  | OK
2 | SynGas | U-031C | Membrane Unit Bank C | OXO Gas |  | 26500 | 50 | 65 | 100 | Sommer & Strassburger | 25 | S,C | ** | Klik |  | 2023-01-01 | Module 1-4 : 2 stage, Module 5: 1 stage |  | 030 | Additional membrane Evonik Bank C | 2023-01-01
3 | SynGas | U-041 | PSA Unit | Hydrogen |  | 6.322 |  |  | 50 | UOP NV | 25 | S,C | ** | Klik |  |  |  | S10 | 040 | Cleaning | 2022-07-20 |  | OK
4 | Utility | U-851 | WWT Unit | Waste Water |  | 500 kg/m |  |  | 90 - 100 | TSUKISHIMA KIKAI | 25 | E,C | ** | Klik |  |  | NONACTIVE |  | 850 | Name : H-851
5 | Utility | U-941A | Refrigerator Unit | Chilled Water |  | 33.1 |  |  | 7 | TRANE | 5 | C | * | Klik | 280000 |  |  |  | 940 | Cleaning | 2022-07-24 |  | OK
6 | Utility | U-941B | Refrigerator Unit | Chilled Water | MHS-AD115S/CN3 | 69 | 10 | 12.5 | 50 | MIDEA |  |  | * | Klik |  | 2007-08-01 | 84kW
7 | Utility | U-941C | Refrigerator Unit | Chilled Water | LF056011501 | 51 | 10 | 12.5 | 60 | MIDEA |  |  | * | Klik |  | 2015-09-07 |  |  |  | Install new chiller | 2015-09-07
8 | Utility | U-930 | Demineralization Unit | Demin Water |  | 390 |  |  | 50 | SHINRYO HIGH TECH | 5 | C | * | Klik | 910000 |  |  |  | 930 |  |  |  | OK
9 | Utility | U-931 | RO Membrane | RO Water | [9 empty] | Klik |  | 2015-10-16 |  |  | 930
10 | Utility | H-851 | Incineration Unit | Flue Gas |  | 2797 | 0.26 |  | 1150 | TSUKISHIMA KIKAI |  |  |  | Klik | 1680000 |  |  | U13 | 850 | Repair plate + castable | 2022-08-05 |  | OK
11 | Utility | Z-941 | Cooling Tower | Water |  | 2400 |  |  | 39 |  | 5 | C | * | Klik | 630000 |  |  |  | 940 | Extend cooling tower basin connecting to new basin of Z-941 C | 2022-08-01 |  | OK
12 | Utility | Z-992 | Liquid N2 Holder | [10 empty] | Klik | 84000 |  |  | U26 | 990 | Corrosion, repainting Z-992 | 2005-09-15 |  | OK
13 | Utility | Z-911 | Emergency Diesel Generator | Diesel Fuel | RP/G865/DPE | 634 KW |  |  | 36 | DALE POWER SYSTEM |  |  |  | Klik | 336000 | 1997 |  |  | 910 | PM 6 month, check external, check lube oil level, cleaning air filter | 2012-06-29 |  | OK
14 | Utility | Z-931 | Chlorination Unit | [10 empty] | Klik | 75600 |  |  | U18 | 930 | No flow, Cleaning valve suction and discharge pump | 2007-01-04 |  | OK
15 | Utility | S-831 | Dehydrator | [10 empty] | Klik | 77000 |  | NONACTIVE |  | 830 | No asset |  |  | OK
16 | Utility | D-921 | Deaerator | [10 empty] | Klik | 182000 |  | NONACTIVE |  | 920 | Move to Category : Drum
17 | Utility | H-921 | Boiler | [10 empty] | Klik | 2106400 |  | NONACTIVE | U14 | 920 | Asset sold | 2020-07-19
18 | Utility | Z-951 | Flare Stack | PGH & PGL |  | 52100 Nm3/h | 2 |  | 420 | Nippon National Air Oil burner | 25 | E, S | ** | Klik | 506400 |  |  | U22 | 950 | Replace gasket asbestos dia. 8" #150 (2 pcs), gasket asbestos dia. 20" #150 (1 pcs) | 1998-07-30 |  | OK
19 | Utility | H-011 | Reformer Unit | [7 empty] | 125 | C,S,E | *** | Klik | 4194400 |  |  |  | 010 | Inspect Catalyst of tube reformer (creep and replica) | 2022-07-19 |  | OK
20 | Utility | - | Gas Purification System | [10 empty] | Klik | 2520000 |  | NONACTIVE |  |  | No asset
21 | SynGas | U-051 | CO Guard Bed | Hydrogen | [9 empty] | Klik |  | 2008-10-30 |  | S11 | 050
22 | SynGas | U051-D1B | CO Guard Bed | Hydrogen | [9 empty] | Klik |  | 2008-10-30 | NONACTIVE | S11 | 050 | Name : U-051
23 | SynGas | U051-D2 | CO Guard Bed Filter | Hydrogen | [9 empty] | Klik |  | 2008-10-30 | NONACTIVE | S11 | 050 | Name : U-051
24 | Utility | H-923 | Steam | Water |  | 35 | 22 | 33 | 219.6 | Grand Kartech |  |  |  | Klik |  | 2020-06-20 |  |  | 920 | New equipment H-923 | 2020-06-20
25 | Utility | H-922 | Steam | Water |  | 35 | 22 | 33 | 219.6 | Grand Kartech |  |  |  | Klik |  | 2015-06-01 | 90012163 |  | 920 | Cleaning economizer and inter tube H-922 | 2022-10-20 |  | OK | OK
26 | Utility | Z-994A | N2 Generator High purity | gas |  | 100 | 7 |  |  | Advance Capital |  |  |  | Klik | 75000 | 2021-12-01 |  |  | 990 | New equipment of N2G | 2021-12-01
27 | Utility | Z-994B | N2 Generator Low purity | gas |  | 300 | 7 |  |  | Advance Capital |  |  |  | Klik | 75000 | 2021-12-01 |  |  | 990 | New equipment of N2G | 2021-12-01
28 | Utility | Z-991A | Air Dryer | [6 empty] | Kaeser |  |  |  | Klik |  |  |  | U24 | 990 | Pressure drop 6 kg/cm2, cleaning cartridge filter air dryer Z-991 no. 1 -2 (PKG) and no. 1-2 (DCS) too much dust | 2010-04-27 |  | OK
29 | Utility | Z-991B | Air Dryer | [6 empty] | Kaeser | [8 empty] | 990 |  |  |  | OK
30 | Utility | Z-991C | Air Dryer N2 Generator |  | ACT180T/AC |  |  |  |  | Friulair | [8 empty] | 990
31 | Utility | Z-991D | Air Dryer N2 Generator |  | ACT180T/AC |  |  |  |  | Friulair | [8 empty] | 990
32 | Utility | Z-991E | Air Dryer TFM | [15 empty] | 990
33 | Utility | Z-711 | Loading Arm Propylene | [10 empty] | Klik |  |  |  | U31 | 710 | Swivel damage, attach swivel loading arm at jetty pelindo for new swivel | 2017-05-05 |  | OK
34 | Utility | Z-712 | Loading Arm 2EH | [10 empty] | Klik |  |  |  | U31 | 710 | Replace insulating bolt (6 pcs) | 2019-03-05 |  | OK
35 | CO2Gas | Z-661 | CO2 Gas |  | SCE 50000 | [8 empty] | Klik |  | 2015-05-27 |  | S24 | 060 | Never opened
36 | Utility | Z-941C | Cooling Tower | Water |  | 1200 | 1 |  | 32 | Hammon thermal |  |  |  | Klik | 335000 | 2022-12-28 |  |  | 940 | Additional cooling tower Z-941 C | 2022-12-28 |  | OK
37 | Utility | Z-011 | Reformer Stack | [10 empty] | Klik |  |  |  | S2 | 010
38 | Utility | Z-722 | NBA Loading Arm | [10 empty] | Klik |  |  | NONACTIVE |  | 720 | No asset
39 | Utility | Z-723 | IBA Loading Arm | [10 empty] | Klik |  |  | NONACTIVE |  | 720 | No asset
40 | Utility | Z-751 | Foam System Fire Fighting Safety | [10 empty] | Klik |  |  |  |  | 750 | PIC : Safety
41 | Utility | Z-752 | Water Hydrant System | [10 empty] | Klik |  |  |  |  | 750 | PIC : Safety
42 | Utility | Z-753 | Dry Chemical System | [10 empty] | Klik |  |  |  |  | 750 | PIC : Safety
43 | Utility | Z-754 | Fire Detection System | [10 empty] | Klik |  |  |  |  | 750 | PIC : Safety
44 | Utility | Z-755 | Gas Detection System | [10 empty] | Klik |  |  |  |  | 750 | PIC : Safety
45 | Utility | Z-756 | Safety Tool | [10 empty] | Klik |  |  |  |  | 750 | PIC : Safety
46 | Utility | Z-757 | Fire Truck | [10 empty] | Klik |  |  |  |  | 750 | PIC : Safety
47 | Utility | Z-816 | Flow Meter Utility | [10 empty] | Klik |  |  |  |  | 800
48 | Octanol | U-961 | FOL Separator | FOL | Disc Separator | 3 | 4 |  | 40 | Nanjing Kingreat |  |  |  | Klik | 34600 | 2024-08-16 |  |  |  | New FOL Separator | 2024-08-16
49 | CO2 Liquid | Z-0741 A | Cooling Tower | Cooling Water | Open Circuit | 1000 | atm |  | 50 | Nihon Spindle |  |  |  |  | 42500 | 2014-12-16
50 | CO2 Liquid | Z-0741 B | Cooling Tower | Cooling Water | Open Circuit | 1000 | atm |  | 50 | Nihon Spindle |  |  |  |  | 42500 | 2014-12-16
Total | [14 empty] | 16706400
Note :
Total Equipment |  |  | 50 | [14 empty] | 15 |  | 38 |  |  | 18
[18 empty] | 30% |  | 76% |  |  | 36%
PON
Menu
PON
Menu

## 31
|  |  | EQUIPMENT LIST | [15 empty] | Document No. |  | : MNTC-ME
[19 empty] | Revision |  | : 0
[19 empty] | Date of issue |  | : 2023
PT. PETRO OXO NUSANTARA | [18 empty] | Page |  | : 1 of 1
COMPRESSOR
2027-12-31
No | Area | Tag No | Service | Fluid | Type | Serial No | Pressure (kg/cm2G) |  | Des. Capacity | Temperature (°C) |  | Cylinder | No. of | Cylinder | Diameter Bore (mm) |  | Cylinder Stroke (mm) |  | RPM | BHP | Motor |  | Manufacture | category |  | Complex grade | Spare | Intruksi | PM | Price | Installation | Remark
[7 empty] | Suct | Disch | Nm3/h | Suct | Disch | Arragement | Stage | Acting | 1st stage | 2nd Stage | 1st stage | 2nd Stage |  | KW | Cycle ( HZ ) | Volt / Phase |  | Score | Grade |  | Part | Kerja |  | USD | Date |  |  |  | History | Date | Rekomendasi S/D 2027 | EaMS update
1 | SynGas | C-008 | NG Booster Comp | Natural Gas | OPN83-34FB3G2 | 39906 | 6 | 17 | 7150 | 35 | 40 | Horizontal | 1 | Double | 345 |  | 200 |  | 490 | 480 | 50 | 6000 | Mikuni Jukogyo |  |  |  | Klik | [5 empty] | U23 | 010 | Check internal compressor, check deflection, front side add 0.4 mm from 3.2 to 3.6 mm, rear side substract 0.2 mm from 3.2 to 3.0 mm | 2017-06-08 |  | OK
2 | SynGas | C-009 | NG Booster Comp | NGS | HNL-5290 HFBG2 | 38967 | 14 | 16 | 6400 | 36 | 63 | Horizontal | 1 | Double | 290 |  | 230 |  | 275 | 145 | 50 | 400/3 | Mikuni Jukogyo | 125 | C,S,E | *** | Klik | Klik | Klik |  |  |  | U23 | 010 | Replace valve suction and discharge C-009, Cleaning strainer suction stage 1st and 2nd C-012 | 2020-10-22 |  | OK
3 | SynGas | C-011 | Hydrogen Product Comp | Hydrogen | C-354 | C-336 | 9.03 | 42.73 | 7200 | 47 | 114 | Horizontal | 2 | Double | 315 | 220 | 330 | 330 | 367 | 2050 | 50 | 6000 | Mitsui Engineering | 125 | C,S,E | *** | Klik | Klik | Klik | 1890000 |  |  | S9&S11 | 010 | Cleaning strainer suction stage 1st and 2nd C-011/ 018 | 2022-07-26 |  | OK
4 | SynGas | C-012 | CO2 Recycle Comp | CO2 | 2MBS | M-262 | 1.53 | 16.03 | 2000 | 40 | 133 | [7 empty] | 490 | 220 | 50 | 6000 | Mitsui Engineering | 125 | C,S,E | *** | Klik | Klik | Klik | 1575000 |  |  | S7 | 010 | Cleaning strainer suction stage 1st and 2nd C-012 | 2022-07-23 |  | OK
5 | SynGas | C-018 | Syn Gas Comp | Syn Gas | C-354 | C-336 | 8.2 | 24.7 | 29484 | 43 | 103 | Horizontal | 2 | Double | 620 | 480 | 330 | 330 | 367 | 2050 | 50 | 6000 | Mitsui Engineering | 125 | C,S,E | *** | Klik | Klik | Klik | 1890000 |  |  | S9 | 010 | Replace stuffing box assy stage 1st dan 2nd C-018, Cleaning strainer suction stage 1st and 2nd C-011/ 018 | 2022-07-26 |  | OK
6 | Octanol | C-112 | Oxo Gas Recycle Comp | Oxo recycle | LMC311P-75-17257T6 | F56-0004A-1 | 17.7 | 24.3 | 3000 | 40 | 62.9 | Centrifugal | 1 |  | 209.7 |  | 21.5 |  | 17500 | 75 | 50 | 380/3 | Sundyne | 125 | C,S,E | *** | Klik | Klik |  | 567000 | 2023-02-01 | Gearbox Sundyne : LMC-311P, S/N: F56-0004A-1CONV2021 | OP-002 | 110 | Replace gearbox assy and modification coupling C-112 | 2023-02-01 |  | OK
7 | Octanol | C-150 | Oxo Waste Gas Comp | Waste Oxo | 2MBS | M-263 | 0.06 | 6.03 | 800 | [9 empty] | 490 | 100 | 50 | 380/3 | Mitsui Engineering | 125 | C,S,E | *** | Klik | Klik | Klik | 340200 |  |  | OP-006 | 150 | Replace liner 1st stage C-150, Replace piston ring, rider ring, part stuffing box stage 1st C-150, Replace valve suction and discharge stage 1st and 2nd, Cleaning strainer suction stage 1st and 2nd C-150 | 2022-07-25 |  | OK
8 | Octanol | C-412 | H2 Gas Recycle Comp | H2 | 2MBL | M-261 | 38.03 | 42.03 | 66400 | [9 empty] | 490 | 570 | 50 | 6000 | Mitsui Engineering | 125 | C,S,E | *** | Klik | Klik | Klik | 1659000 |  |  | OP-013 | 410 | Replace valve suction and discharge stage 1st and 2nd | 2022-07-24 |  | OK
9 | Utility | C-991A | Instrument Air Comp | Air | DS-13-110HH DSD- 171 | 003-9041 | Atm | 8.3 | 700 | [9 empty] | 2955 | 110 | 50 | 380/3 | Kaeser |  |  |  | Klik |  |  | 241500 | 2005-03-30 |  | U24 | 990 | PM change L/O KAESER 3 pail, change filter oil separator KAESER 619792 1 pcs, cleaning air filter, cleaning internal & external, cleaning HE/cooler oil | 2022-05-12 |  | OK
10 | Utility | C-991B | Instrument Air Comp | Air | DS-13-110HH DSD- 172 | 003-9041 | Atm | 8.3 | 700 | [9 empty] | 2955 | 110 | 50 | 380/3 | Kaeser |  |  |  | Klik |  |  | 241500 | 2008-05-05 |  | U24 | 990 | PM change filter oil separator KAESER 63465.0 1 pcs, cleaning air filter, cleaning prefilter | 2020-05-28 |  | OK
11 | Utility | C-991C | N2G Air Comp | Air | GA75+ | API634003 | Atm | 8.3 | 744 | 33 | 80 | Screw | 1 | [5 empty] | 2955 | 75 | 50 | 400/3 | Atlas Copco |  |  |  | Klik |  |  | 35000 | 2021-11-01 |  |  | 990 | New equipment of N2G | 2021-11-01 |  | OK
12 | Utility | C-991D | N2G Air Comp | Air | GA75+ | API633997 | Atm | 8.3 | 744 | 33 | 80 | Screw | 1 | [5 empty] | 2955 | 75 | 50 | 400/3 | Atlas Copco |  |  |  | Klik |  |  | 35000 | 2021-11-01 |  |  | 990 | New equipment of N2G | 2021-11-01 |  | OK
13 | Utility | C-993 | TFM Instrument Air Comp | Air | BSD75/8,5 | BSD75 | Atm | 7.5 | 7 | 33 | 85 | Screw | 1 | [5 empty] | 2960 | 37 | 50 | 400/3 | Kaeser |  |  |  | Klik |  |  | 22000 | 2022-01-04 |  |  | 990 | New equipment of TFM | 2022-01-04 |  | OK
14 | Workshop | M-11 | Air Compressor | Air | SA 350 A (II) | B6121 367 | Atm | 7 | 366 (m3/h) | [9 empty] | 3860 | 50 | 50 | 400/3 | Fu-Sheng China |  |  |  | Klik | [6 empty] | 740 | Change L/O | 2015-05-01
15 | CO2Liq | C-40100-01A | Ammonia NH3 | Oil & NH3 | HMC2 280M-4 | SH984762-123 | 0.4 | 13.5 | [10 empty] | 1480 | 90 | 50 | 380/3 | Hoyer | 125 | C,S,E | *** | Klik |  |  |  | 2015-10-28 |  |  | 770 | PM Cleaning area compressor, add Lube Oil 30 lt | 2020-09-25 |  | OK
16 | CO2Liq | C-40100-01B | Ammonia NH3 | Oil & NH3 | HMC2 280M-4 | SH984762-123 | 0.4 | 13.5 | [10 empty] | 1480 | 90 | 50 | 380/3 | Hoyer | 125 | C,S,E | *** | Klik |  |  |  | 2015-10-28 |  |  | 770 | Replace bearing NU 2309 CEP (2 pcs), NU 312 E (1 pcs), NU 2312 ECP (1 pcs), SKF 73112 (2 pcs), check gap scew big 0.03, screw small 0.04, piston rod torsion 150 Nm, change filter oil (1 pcs), mech seal-shaft distance 97.2 mm, replace mech seal (1 pcs), check vibration OK | 2020-06-21 |  | OK
17 | CO2Liq | C-40100-01C | Ammonia NH3 | Oil & NH3 | HMC2 280M-4 | SH984762-123 | 0.4 | 13.5 | [10 empty] | 1480 | 90 | 50 | 380/3 | Hoyer | 125 | C,S,E | *** | Klik |  |  |  | 2015-10-28 |  |  | 770 | PM Replace bearing NU 2309 CEP (2 pcs), NU 312 E (1 pcs), NU 2312 ECP (1 pcs), SKF 73112 (2 pcs), change gasket set, replace lip seal, replace check valve, replace piston ring, replace PRV, change oil filter, shaft seal, sliding ring | 2019-10-17 |  | OK
18 | CO2Liq | M-A20100-01 | CO2 Liquid | CO2 Gas | TVZ-900 | 33209 | 0.3 |  | 2248.8 | [9 empty] | 990 | 176.4 | 50 | 380/3 | Mehrer | 125 | C,S,E | *** | Klik | Klik |  |  | 2015-10-28 |  |  | 770 | Inspect bolt coupling fly wheel to hub OK, repair membrane unloader valve suction stg 2 HE, change membrane, repair leakage line CWS & separator, check clearance piston, replace valve stg 2 suction HE & discharge CE, setting gap unloader 0.7 | 2022-04-21 |  | OK
19 | CO2Liq | M-B20100-01 | CO2 Liquid | CO2 Gas | TVZ-900 | 33210 | 0.3 |  | 2248.8 | [9 empty] | 990 | 176.4 | 50 | 380/3 | Mehrer | 125 | C,S,E | *** | Klik |  |  |  | 2015-10-28 |  |  | 770 | Line discharge broken, bolt ball valve dia. 2 line discharge stg 2 broken and pipe bended, inspect compressor clearance OK, bolt ball valve line disc. Corroded | 2022-04-24 |  | OK
20 | CO2Gas | C-012B | CO2 gas | CO2 Gas | TVZ-900 | 33209 | 0.3 |  | 2248.8 | [9 empty] | 990 | 176.4 | 50 | 380/3 | Mehrer | 125 | C,S,E | *** | Klik |  |  |  | 2013-03-01 |  | S7 | 070 | Replace valve CE stg 1 discharge ex repair, inspect valve discharge stg 1 | 2022-06-20 |  | OK
Total | [29 empty] | 8496200
Note :
Criteria= C : Critical; S : Safety; E : Environment
Criteria Level= *: 1 criteria, **: 2 Criteria, ***: 3 Criteria
Criteria Point= 5: *, 25: **, 125: ***
Total Equipment |  |  | 20 | [29 empty] | 10 |  | 19 |  |  | 19
[33 empty] | 50% |  | 95% |  |  | 95%
PON
PON
Menu

## 30
|  |  | EQUIPMENT LIST | [14 empty] | Document No. |  | : MNTC-ME
[18 empty] | Revision |  | : 0
[18 empty] | Date of issue |  | : 2023
PT. PETRO OXO NUSANTARA | [17 empty] | Page |  | : 1 of 1
x`
2027-12-31
No | Area | Tag No | Service | Fluid | Type | Serial No | Head | Capacity | Spect | Vis. At pump | Disc. press | Suct. press | Diff. Press | NPSH avail | Material |  |  | RPM | BHP | Motor |  |  | Manufacture | Category |  | Complex grade | Spare | Price | Installation | Remark | [5 empty] | EaMS update
[7 empty] | m | Nm3/h | Gravity | Cp | Kg/cm2G | Kg/cm2G | Kg/cm2G | m | Casing | Impeller | Shaft |  | KW | Cycle ( HZ ) | Pole | Volt / Phase |  | Score | Grade |  | Part | USD | Date |  |  |  | History | Date | Rekomendasi S/D 2027
1 | SynGas | B-011 | Combution air blower | Air | 1560 AC 3 C | C-1230 A |  | 79930 (kg/h) | [9 empty] | 1485 | 260 |  |  |  | Howden Buffalo | 5 | C | * | Klik |  |  |  | S2 | 010 | Replace bearing DE & NDE side B-011 | 2020-10-23 |  | OK
2 | SynGas | B-012 | Flue gas fan | Flue gas | 1500 AC 6 C | C-1280 B |  | 85000 (kg/h) | [9 empty] | 1485 | 260 |  |  |  | Howden Buffalo | 5 | C | * | Klik |  |  |  | S2 | 010 | Replace bearing DE & NDE side B-012 | 2020-10-23 |  | OK
3 | Utility | B-811A | Air Blower | Air | Root OH 125 | zw00784 |  | 600 | [9 empty] | 1760 |  |  |  |  | Anlet Co.Ltd |  |  |  | Klik | 13700 |  |  |  | 800 | Noise, V-Belt looseness, Ampere down, replace V-Belt XPA-1800 (3 pcs), cleaning filter suction, running Amp:22.8 Set:36, greasing | 2022-07-07 |  | OK
4 | Utility | B-811B | Air Blower | Air | Root OH 125 | zw00784 |  | 600 | [9 empty] | 1760 |  |  |  |  | Anlet Co.Ltd |  |  |  | Klik | 13700 |  |  |  | 800 | Noise, V-Belt looseness, replace V-Belt XPA-1800 (3 pcs), cleaning filter suction, running Amp:22.7 Set:30, greasing | 2022-07-06 |  | OK
5 | Utility | B-935A/B | Degasifier fan | Air | Centrifugal | TLE-200 |  | 1750 | [9 empty] | 3000 | 0,4 |  |  |  | Comefri |  |  |  | Klik |  |  |  |  | 930 | Replace bearing DE & NDE, replace V-Belt, replace shaft | 2020-08-31 |  | OK
6 | Utility | B-939 | Neutralization pit blower | Air | Root 53 Lobes | RS-65 |  | 230 | [9 empty] | 1350 | 4,7 |  |  |  | Isshin |  |  |  | Klik |  |  |  |  | 930 | Jammed, replace bearing 6207 ZZ, replace bearing 6306 ZZ, replace oil seal, replace o-ring, change oil XP-220, replace v-belt B-59 (2 pcs) | 2015-05-15 |  | OK
7 | Utility | B-951 | Vent gas fan | Air |  | 2 TB C 5 |  | 2400 | [9 empty] | 3600 | 45 |  |  |  | TSK. Co. Tld | 5 | C | * | Klik | 39900 |  |  |  | 950 | Replace bearing DE and NDE | 2020-04-20
8 | Utility | B-921 | Combustion air blower | Air | Centrifugal |  | 26 | 28000 | [9 empty] | 2900 | 75 |  |  |  | Vicker Hoskins (M) SDN BHD | 5 | C | * | Klik |  |  | NONACTIVE |  |  | PM 6 month, check external, cleaning prefilter | 2013-07-19
9 | Utility | B-922 | Combustion air blower | Air | Centrifugal |  | 26 | 28000 | [9 empty] | 2900 | 75 |  |  |  | Vicker Hoskins (M) SDN BHD | 5 | C | * | Klik |  | 2015-06-01 |  |  | 920 | Replace bearing motor DE & NDE side B-922 | 2020-10-23
10 | Utility | B-923 A/B | Combustion air blower | Air | Centrifugal | [21 empty] | Klik |  | 2020-06-19 |  |  | 920 | New equipment of H-923 | 2020-06-19
11 | Utility | B-941 A/B | Cooling tower fan | Air | QVRB 2 |  | 5.5 | 2400 | [9 empty] | 2350 | 75 |  |  |  | Hamon (HTI) | 5 | C | * | Klik |  |  |  |  | 940 | Replace sprayer 98 pieces | 2021-03-04 |  | OK
12 | Utility | B-941 C | Cooling tower fan | Air | SFRC045R2GS-RRFB-7.14 |  | 5.5 | 1200 | 1 | 1 | 0.0016 |  | 0.0016 |  | Cast Iron | FRP | Alloy Steel | 1484 | 75 | 50 | 4 | 380 | Hamon (HTI) | 5 | C | * | Klik |  | 2022-12-28 |  |  | 940 | New unit of Z-941 C | 2022-12-28 |  | OK
13 | CO2Liq | B-11300-01 | Exhauster | CO2 Gas | HN | 800 530 | [11 empty] | 2980 | 132 |  |  |  | Barker Jorgensen |  |  |  | Klik |  | 2015-10-28 |  | CO(133566) | 770 | Noise, high vibration, replace motor (08/10/2021), replace bearing motor, replace shaft rotor fabricated by tjokro | 2020-08-25
14 | CO2Liq | B-11310-04 | Steam Boiler Venting | Air | MT | 575 350 | [11 empty] | 2950 | 45 |  |  |  | Barker Jorgensen |  |  |  | Klik |  | 2015-10-28 |  |  | 770 | Inspect | 2016-02-12
15 | CO2Liq | B-0741A | Cooling water | Air |  |  | 1.5 | 25 m3/menit | [10 empty] | 0.11 | [7 empty] | Klik |  | 2015-10-28 |  |  | 770 | Replace pully motor + pully Blower, Replace V-Belt | 2020-08-27
16 | CO2Liq | B-0741B | Cooling water | Air |  |  | 2.5 | 26 m3/menit | [10 empty] | 0.11 | [7 empty] | Klik |  | 2015-10-28 |  |  | 770 | Replace pully motor + pully Blower, replace bearing DE & NDE | 2020-08-03
17 | CO2Gas | B-0641 | Cooling water | Air | [22 empty] | Klik |  | 2013-03-01 | Removed |  | 060 | Replace bearing DE & NDE, replace oil seal | 2020-07-10
18 | CO2Gas | B-0642 | Cooling water | Air | [22 empty] | Klik |  | 2013-03-01 | Removed |  | 060 | Replace bearing DE & NDE, replace V-Belt | 2020-06-08
19 | CO2Gas | B-11300-02 | Exhauster | CO2 Gas | [22 empty] | Klik |  | 2013-03-01 |  |  | 060 | Replace motor | 2022-03-14 | 2027-11-26 08:00
Total | [27 empty] | 67300
Note :
Total Equipment |  |  | 19 | [27 empty] | 3 |  | 19 |  |  | 8
[31 empty] | 15.79% |  | 100% |  |  | 42.11%
PON
Menu
PON
Menu

## 29
|  |  | EQUIPMENT LIST | [16 empty] | Document No. |  | : MNTC-ME
[20 empty] | Revision |  | : 0
[20 empty] | Date of issue |  | : 2025
PT. PETRO OXO NUSANTARA | [19 empty] | Page |  | :
CENTRIFUGAL PUMP
2027-12-31
No | Area | Tag No | Service | Fluid | Type | Serial No | Head | Design Cap | Temp . Pump | Spect | Vis. At pump | Vap pres | Disc. press | Suct. press | Diff. Press | NPSH avail | Material |  |  | RPM | BHP | Motor |  |  | Manufacture | Category |  | Complex grade | Spare | Instruksi | Price | Installation | Remark | [5 empty] | eAMS
[7 empty] | m | m3/h | 0C | Gravity | Cp | Kg/cm2A | Kg/cm2G | Kg/cm2G | Kg/cm2G | m | Casing | Impeller | Shaft |  | KW / "HP" | Cycle ( HZ ) | Pole | Volt / Phase |  | Score | Grade |  | Part | Kerja | USD | Date |  |  |  | History | Date | Rekomendasi S/D 2027 | Update
1 | SynGas | P-021A | Main Solution Pump | MEA 30% | D2 3X2 - 13 | 07/2435/36-DM | 143 | 89.1 | 79 | 0.981 | 0.758 |  | 16 | 1.2 | [5 empty] | 2955 | 75 | 50 | 3 | 380 | DURA pump | 5 | C | * | Klik |  | 22100 | 2008-01-17 |  | S8 | 020 | 20/12/2007 Replace canned pump to DURA Centrifugal Pump, Replace bearing DE & NDE (FAG 3310 & FAG 6310), Replace mechanical seal John Crane - 1 set, Replace shaft pump (wear) by tjokro - 1 set, Replace oil seal ø 48 X 65 X T9 - 1 pc, Replace oil seal ø 40 X 52 X T8 - 1 pc, Adjust clearance bearing housing, Clearance impeller rear 6.5, Clearance impeller front 4.2 | 2019-03-07 |  | OK
2 | SynGas | P-021B | Main Solution Pump | MEA 30% | D2 3X2 - 13 | 07/2435/36-DM | 143 | 89.1 | 79 | 0.981 | 0.758 |  | 16 | 1.2 | [5 empty] | 2955 | 75 | 50 | 3 | 380 | DURA pump | 5 | C | * | Klik |  | 22100 | 2008-01-17 |  | S8 | 020 | Replace bearing DE & NDE | 2007-12-20 |  | OK
3 | Octanol | P-118A | Hot Water Pump | HWS | 8HP X 19A CENT | 631529 | 59 | 561 | 67.8 | 0.98 | 0.42 |  | 8.8 | 3.02 | 5.78 | 10 | CS | CS | - | 1485 | 112 | 50 |  | 380 | IDP | 5 | C | * | Klik |  | 117000 |  |  | OP-002 | 110 | Replace bearing DE & NDE | 2018-07-18 |  | OK
4 | Octanol | P-118B | Hot Water Pump | HWS | 8HP X 19A CENT | 631529 | 59 | 561 | 67.8 | 0.98 | 0.42 |  | 8.8 | 3.02 | 5.78 | 10 | CS | CS | - | 1485 | 112 | 50 |  | 380 | IDP | 5 | C | * | Klik |  | 117000 |  |  | OP-002 | 110 | Replace bearing DE & NDE | 2007-01-11 |  | OK
5 | Octanol | P-142A | T-140 Bottom Pump | OXO CAT | 3 X 6 X 17 A CENT | 6315049/1 | 246 | 89 | 129 | 0.88 | 0.936 |  | 21.97 | 0.44 | 21.53 | 3 | 304 | 304 | 304 | 2980 | 99 | 50 |  | 380 | IDP | 25 | C,S | ** | Klik |  | 52500 |  |  | OP-005 | 140 | Replace bearing DE & NDE, replace mech seal | 2019-07-04 | Replace bearing pump and motor P-142 A | OK
6 | Octanol | P-142B | T-140 Bottom Pump | OXO CAT | 3 X 6 X 17 A CENT | 6315049/1 | 246 | 89 | 129 | 0.88 | 0.936 |  | 21.97 | 0.44 | 21.53 | 3 | 304 | 304 | 304 | 2980 | 99 | 50 |  | 380 | IDP | 25 | C,S | ** | Klik |  | 52500 |  |  | OP-005 | 140 | Replace bearing DE & NDE, replace mech seal | 2020-12-03 |  | OK
7 | Octanol | P-142C | T-140 Bottom Pump | OXO CAT | HBS 50-220BX5 | 24618011 | 246 | 55 | 129 | 1 | 0.936 |  | 22 | 0.44 | 21.53 | 3 | 304 | 304 | 304 | 2980 | 75 | 50 | 3 | 380 | Shanghai Neworld Fluid Machinery Co. | 25 | C,S | ** | Klik |  | 35000 | 2024-03-10 |  |  | 140 | New P-142C | 2024-03-10 |  | OK
8 | Octanol | P-162A | R-110 Recycle NBD Pump | NBD | 8HP X 2 P 3 CENT | 6315059/1 | 674 | 552 | 79 | 0.71 | 0.26 |  | 5.7 | 0.41 | 5.29 | 2.7 | 304 | 304 | 304 | 1485 | 98.5 | 50 |  | 380 | IDP | 5 | C | * | Klik |  | 63000 |  |  | OP-007 | 160 | Change L/O T-32 | 2019-01-12 |  | OK
9 | Octanol | P-162B | R-110 Recycle NBD Pump | NBD | 8HP X 2 P 3 CENT | 6315059/1 | 674 | 552 | 79 | 0.71 | 0.26 |  | 5.7 | 0.41 | 5.29 | 2.7 | 304 | 304 | 304 | 1485 | 98.5 | 50 |  | 380 | IDP | 5 | C | * | Klik |  | 63000 |  |  | OP-007 | 160 | Replace bearing DE & NDE (2 pcs), change oil adjuster, change L/O T-32, running OK | 2020-07-21 |  | OK
10 | Octanol | P-163 | T-160 Bottom Pump | NBD | 8HP X 2 P 3 CENT | 6315059/1 | 67 | 535 | 79 | 0.71 | 0.26 |  | 5.19 | 0.4 | 4.79 | 2.6 | 304 | 304 | 304 | 1485 | 87 | 50 |  | 380 | IDP | 5 | C | * | Klik |  | 63000 |  |  | OP-007 | 160 | Replace bearing DE & NDE, replace mech seal | 2020-11-24 | Replace Oil | OK
11 | Octanol | P-411A | R-410 Feed Pump | EPA | 3 X 10 DA CENT | 6315079/1 | 4 | 85.6 | 67 | 0.79 | 1.956 |  | 45.1 | 3.166 | 41.93 | 4 | 304 | 304 | 304 | 2967 | 140.8 | 50 |  | 380 | IDP | 5 | C | * | Klik |  | 252000 |  |  | OP-013 | 410 | Replace bearing DE & NDE | 2017-12-04 |  | OK
12 | Octanol | P-411B | R-410 Feed Pump | EPA | 3 X 10 DA CENT | 6315079/1 | 4 | 85.6 | 67 | 0.79 | 1.956 |  | 45.1 | 3.166 | 41.93 | 4 | 304 | 304 | 304 | 2967 | 140.8 | 50 |  | 380 | IDP | 5 | C | * | Klik |  | 252000 |  |  | OP-013 | 410 | Replace bearing DE & NDE | 2007-01-30 |  | OK
13 | Octanol | P-411C | R-410 Feed Pump | EPA | WBC 100-70*8 |  | 525 | 85 | 67 | 0.79 | 1.956 |  | 45 | 3 | 42 | 4 | SS316L | SS316L | SS316L | 2950 | 185 | 50 |  | 380 | WEIHAI GUXIN MACHINERY CO.,LTD | 5 | C | * | Klik |  | 101000 | 2023-08-30 |  |  | 410 | New Unit for R-410 B | 2023-08-30 |  | OK
14 | Octanol | P-511A | R-510 Feed Pump | NBD | 3 X 8 DA CENT | 6315089/1 | 520 | 21 | 40 | 0.79 | 1.359 |  | 44.29 | 3.23 | 41.06 | 5 | 304 | 304 | 304 | 2970 | 80.8 | 50 |  | 380 | IDP | 5 | C | * | Klik |  | 138600 |  |  |  | 510 | Replace bearing DE & NDE | 2019-05-23 |  | OK
15 | Octanol | P-511B | R-510 Feed Pump | NBD | 3 X 8 DA CENT | 6315089/1 | 520 | 21 | 40 | 0.79 | 1.359 |  | 44.29 | 3.23 | 41.06 | 5 | 304 | 304 | 304 | 2970 | 80.8 | 50 |  | 380 | IDP | 5 | C | * | Klik |  | 138600 |  |  |  | 510 | Replace bearing DE & NDE | 2018-04-06 |  | OK
16 | Octanol | P-511C | R-510 Feed Pump | NBD | BB3 | KLD+K15-80X8 | 520 | 22 | 40 | 0.79 | 1.359 |  | 44.29 | 3.23 | 41.06 | 4.24 | 304 | 304 | 304 | 2950 | 66.5 | 50 | 3 | 380 | Shanghai Neworld Fluid Machinery Co. | 5 | C | * | Klik |  | 35000 | 2022-06-01 |  |  | 510 | New Unit for R-510 B | 2022-06-01 |  | OK
17 | Octanol | P-611A | R-610 Feed Pump | NBD | 3 X 8 DA CENT | 6315099/1 | 546 | 16 | 73.5 | 0.752 | 0.759 |  | 44.26 | 3.202 | 41.06 | 5 | 304 | 304 | 304 | 2970 | 80.8 | 50 |  | 380 | IDP | 5 | C | * | Klik |  | 157500 |  |  |  | 610 | Replace bearing DE & NDE | 2019-09-25 |  | OK
18 | Octanol | P-611B | R-610 Feed Pump | NBD | 3 X 8 DA CENT | 6315099/1 | 546 | 16 | 73.5 | 0.752 | 0.759 |  | 44.26 | 3.202 | 41.06 | 5 | 304 | 304 | 304 | 2970 | 80.8 | 50 |  | 380 | IDP | 5 | C | * | Klik |  | 157500 |  |  |  | 610 | Replace bearing DE & NDE | 2019-03-13 |  | OK
19 | Utility | P-711A | Propylene Make - Up Pump | PPY | 4WUC-8 + IND | W317.883/884 | 283 | 28 | 15 | 0.524 | 0.11 |  | 23 | 8.2 | 14.8 | 1.5 | CS | CS | CS | 2945 | 22.3 | 50 |  | 380 | IDP | 5 | C | * | Klik |  | 73500 |  |  |  | 710 | Replace bearing DE & NDE | 2018-03-01 |  | OK
20 | Utility | P-711B | Propylene Make - Up Pump | PPY | 4WUC-8 + IND | W317.883/884 | 283 | 28 | 15 | 0.524 | 0.11 |  | 23 | 8.2 | 14.8 | 1.5 | CS | CS | CS | 2945 | 22.3 | 50 |  | 380 | IDP | 5 | C | * | Klik |  | 73500 |  |  |  | 710 | Replace bearing DE & NDE | 2008-04-23 |  | OK
21 | Utility | P-751A | Fire Water Pump | FILTER WATER | 10AEF20 |  | 97 | 600 | 32 | 0.995 | 0.48 |  | 8.5 | 0 | 8.5 | 7.9 | CS | CS | - | 1490 | 177 | 50 |  | 380 | Clarke Detroit Diesel | 25 | C, S | ** | Klik |  | 189000 |  |  |  | 750 | Check Lube Oil Filter | 2014-10-08 |  | OK
22 | Utility | P-751B | Fire Water Pump | FILTER WATER | 10AEF20 |  | 97 | 600 | 32 | 0.995 | 0.48 |  | 8.5 | 0 | 8.5 | 7.9 | CS | CS | - | 1780 | 177 | 50 |  | 380 | Clarke Detroit Diesel | 25 | C, S | ** | Klik |  | 265500 |  |  |  | 750 | Check Lube Oil Filter | 2016-09-06 |  | OK
22 | Utility | P-751C | Fire Water Pump | FILTER WATER | OMEGA FXF 250-450 BS | 429836 | 85 | 681 | 32 | 0.995 | 0.48 |  | 8.5 | 0 | 8.5 | 7.9 | CS | CS | - | 2100 | 233 |  |  |  | KSB | 25 | C, S | ** | Klik |  | 144000 | 2023-01-13 | Replace new unit |  | 750 | Replace new unit OMEGA FXF 250-450 BS | 2023-01-13 |  | OK
23 | Utility | P-752 | Jockey Pump | WATER | MOD8196 MTP | 156868 |  | 60 | 32 | 0.995 | 0.48 |  | 6 | 0 | 6 | 7.9 | CS | CS | - | 2880 | 30 | 50 |  | 380 | Peerles Pump | 5 | S | * | Klik |  | 37800 |  |  |  | 750 | Replace bearing DE & NDE,Repair Housing Bearing | 2021-08-23 |  | OK
24 | Utility | P-757 | Fire Water sphere tank | FILTER WATER |  |  |  |  | 32 | 0.995 | 0.48 | [23 empty] | 750 | Replace bearing DE SKF 6307 ZZ & NDE SKF 6307 ZZ, replace rubber coupling 12-Jun-14 | 2017-06-12 |  | OK
25 | Utility | P-758 | Fire Water sphere tank | FILTER WATER | 100X80FSJA |  |  |  | 32 | 0.995 | 0.48 | [23 empty] | 750 | Replace bearing DE SKF 6307 ZZ & NDE SKF 6307 ZZ | 2020-08-24 |  | OK
26 | Utility | P-815A | Sludge Return Pump | WASTE WATER | 40-25CPX | 125/0169417 | 10 | 7,5 | 35 | 1.05 | 10 |  | 0.85 | -0.2 | 1.05 | 7 | CS | CS |  | 2850 | 0.67 | 50 |  | 380 | IDP |  |  |  | Klik |  | 21000 |  |  |  | 800 | Replace bearing DE & NDE, replace shaft sleeve | 2020-02-05 |  | OK
27 | Utility | P-815B | Sludge Return Pump | WASTE WATER | SEN-40 |  | 10 | 7,5 | 35 | 1.05 | 10 |  | 0.85 | -0.2 | 1.05 | 7 | CS | CS |  | 2850 | 0.67 | 50 |  | 380 | KEW |  |  |  | Klik |  | 21000 | 2010-07-30 |  |  | 800 | New 30/07/2010 KEW Model: SEN-40, Replace bearing DE & NDE | 2020-04-14 |  | OK
28 | Utility | P-816A | Scum Pump | SCUMP WATER | R-NJA 40-130 | 0530814B4 | 22 | 21.6 | 35 | 1.05 | 0.722 | 0.057 | 0.84 | 0 | 0.84 | 7 | Cast iron | Cast iron |  | 2885 | 3 | 50 |  | 380 | Arena Prima International |  |  |  | Klik |  | 21000 | 2019-02-15 |  |  | 800 | New 26/08/2008 EBARA Model: 50 SQPB, Replace bearing DE & NDE, replace rubber coupling | 2018-12-26 |  | OK
29 | Utility | P-817 | Scrubber Water Pump | SCRUBBER WATER | 32-20 CPX | 200/0169418 | 10 | 2,5 | 35 | 1.05 | 10 | 0.057 | 0.75 | -0.3 | 1.05 | 6.4 | Cast iron | Cast iron |  | 1390 | 0.35 | 50 |  | 380 | IDP |  |  |  | Klik |  | 21000 |  |  |  | 800 | Replace bearing DE & NDE, replace shaft sleeve | 2020-04-08 |  | OK
30 | Utility | P-819 | Treated Water Discharge Pump | TREATED WATER | S-A13-11019 | 3011199 | 25 | 25 | 36 | 1.05 | 10 | 0.057 | 2.33 | -0.3 | 2.63 | 6.8 | Cast iron | Cast iron |  | 2910 | 5.5 | 50 |  | 380 | Griswold |  |  |  | Klik |  | 28000 | 2020-04-02 |  |  | 800 | New 26/06/2012 Griswold | 2020-04-02 |  | OK
31 | Utility | P-820 | CWF Feed Pump | BACKWASH WATER | 32-20 CPX |  | 10 | 5,2 | 32 | 0.994 | 0.722 | 0.057 | 0.69 | -0.3 | 0.99 | 6.6 | Cast iron | Cast iron |  | 1390 | 0.44 | 50 |  | 380 | IDP |  |  |  | Klik |  | 14000 |  |  |  | 800 | Replace bearing DE & NDE, replace shaft sleeve (13-Jun-02) | 2020-04-07 |  | OK
32 | Utility | P-821 | Sludge Discharge Pump | SLUDGE WATER | 32-20 CPX200 |  | 10 | 0,9 | 32 | 1.05 | 10 | 0.048 | 0.75 | -0.3 | 1.05 | 7 | CS | CS |  | 1390 | 0.26 | 50 |  | 380 | IDP |  |  |  | Klik |  | 14000 |  |  |  | 800 | Replace bearing DE & NDE, replace rubber coupling (13-Oct-19) | 2020-03-20 |  | OK
33 | Utility | P-822 | Sludge Feed Pump | SLUDGE WATER | KS-SE2 | BC011459P157 | 9 | 2 | 35 | 1.05 | 10 | 0.048 | 1.28 | -0.3 | 1.58 | 7 | CS | CS |  | 1390 | 1.5 | 50 |  | 380 | IDP |  |  |  | Klik |  | 14000 | 2010-04-15 |  |  | 800 | Change pump new 15 April 2010, Replace bearing DE & NDE, replace rubber coupling, replace shaft sleeve (7-Dec-09) | 2020-06-18 |  | OK
34 | Utility | P-823 | Filtrate Water Pump | FILTER WATER | SUB MERGE |  | 10 | 3 | 35 | 0.994 | 1 | 0.0057 | 0.99 | 0 | 0.99 | 7 | CS | CS |  | 1400 |  | 50 |  | 380 |  |  |  |  | Klik |  | 14000 |  |  |  | 800 | Change L/O | 2020-08-18 |  | OK
35 | Utility | P-831A | H2SO4 Pump | H2SO4 | MEH-0401F02HCA | 19MH0400014 | 20 | 1 | 40 | 1.841 | 33 | 0 | 3.68 | 0 | 3.68 | 5.4 |  |  |  | 2900 | 1.5 | 50 |  | 380 | Texel |  |  |  | Klik |  | 14000 | 2019-07-02 |  |  | 800 | Replace new magnet pump cap. 16.7 l/min. , head 20 m | 2019-07-02 |  | OK
36 | Utility | P-831B | H2SO4 Pump | H2SO4 | SLF R5 | - | 20 | 1 | 40 | 1.841 | 33 | 0 | 3.68 | 0 | 3.68 | 5.4 |  |  |  | 2860 | 1.5 | 50 |  | 380 | Elepon |  |  |  | Klik |  | 14000 |  |  |  | 800 | Damage, replace magnet pump brand Elepon SCF/RS (1 set) | 2002-01-29 |  | OK
37 | Utility | P-831E | H2SO4 Pump | H2SO4 | PTM 3x10 |  | 52 | 12.9 | 20 | 1.84 | 33 | 0 | 9 | 0 | 9 |  | PVDF |  | SiC | 2900 | 15 | 50 |  | 380 | Rotos |  |  |  | Klik | [7 empty] | 2022-12-11
38 | Utility | P-832A | NaOH Pump | NAOH | MCPK040-025-160 EC | 501461456/1000/01 | 36 | 1.8 | 20 | 1.5 | 100 | 0.008 | 4.68 | 0 | 4.68 | 6.7 | A216 Gr. WCB | SS A743 GR CF8M | Steel IS 5517 45C8 | 2910 | 3.7 | 50 |  | 380 | KSB |  |  |  | Klik |  | 11233.3333 | 2023-02-01 | Penggantian 2023 |  | 800 | Replace new centrifugal pump P-832A, brand KSB | 2023-02-01 |  | OK
39 | Utility | P-832B | NaOH Pump | NAOH | MCPK040-025-160 EC |  | 36 | 1.8 | 20 | 1.5 | 100 | 0.008 | 4.68 | 0 | 4.68 | 6.7 | A216 Gr. WCB | SS A743 GR CF8M | Steel IS 5517 45C8 | 2910 | 3.7 | 50 |  | 380 | KSB |  |  |  | Klik |  | 11233.3333 | 2024-06-07 | Penggantian 2024 |  | 800 | Replace new centrifugal pump P-832A, brand KSB | 2024-06-07 |  | OK
40 | Utility | P-851A | WW2 Feed Pump | NAOH | 2FIF-27WMO#27 | 966695 | 70 | 17 | [11 empty] | 1430 | 11 |  |  |  | Malhaty Pump Co |  |  |  | Klik | [5 empty] | 850 | Replace mech seal, replace shaft sleeve (16-Apr-05), replace rubber coupling (28-Jun-12), replace O-ring set (1-Jun-01) | 2009-09-28 |  | OK
41 | Utility | P-851B | WW2 Feed Pump | NAOH | D1 . 1.5 X 1 LF - 8 | D -series | 70.1 | 1 |  |  | 18 |  |  |  |  | 1 | 316 | 316 | CS | 2900 | 5.1 | 50 |  |  | DURA pump |  |  |  | Klik | [5 empty] | 850 | Replace bearing DE & NDE | 2020-06-26 |  | OK
42 | Utility | P-852A | Dissolver Circulation Pump | Na2CO3 | R-NJA 50-260 | 180806 DR 7,2 | 15 | 23 | [5 empty] | 0 | 2.54 |  | SUS /A743 gr-CF8M | SUS /A743 gr-CF8M | cs | 1430 | 2.2 |  |  |  | RZ Pumpen,Arena Prima International |  |  |  | Klik |  |  | 2019-10-09 |  |  | 850 | New 16/10/2019 RZ Type: RNJA 50-260 | 2019-10-16 |  | OK
43 | Utility | P-852B | Dissolver Circulation Pump | Na2CO3 | R-NJA 50-260 | 180806 DR 7,2 | 15 | 23 | [11 empty] | 1430 | 4 |  |  |  | RZ Pumpen,Arena Prima International |  |  |  | Klik |  |  | 2019-02-08 |  |  | 850 | New 18/02/2019 RZ Type: RNJA 50-260 | 2019-02-18 |  | OK
44 | Utility | P-853A | Venturi Circulation Pump |  | 2FIF-FGO#19 |  | 25 |  | 85 | 1 | 1 |  |  | 0.3 | [5 empty] | 2910 | [8 empty] | Klik | [5 empty] | 850 | Replace bearing DE & NDE, replace rubber coupling | 2020-04-24 |  | OK
45 | Utility | P-853B | Venturi Circulation Pump | ex. P-946 |  |  | 40 | 90 | 7 | 1 | 1.4 | 0.01 | 3.5 | 0 | 3.5 | 8.2 | CS | CS | CS | 2910 |  | 50 |  |  | Malhaty Pump Co |  |  |  | Klik | [5 empty] | 850 | EX P-946, Replace bearing DE & NDE, replace rubber coupling snap wrap sw-110-1 | 2020-08-04 |  | OK
46 | Utility | P-854A | Cooling Water Pump |  | FIF-FG#27 |  | 15 | 250 | [11 empty] | 1420 | 2.2 |  |  |  | Malhaty Pump Co |  |  |  | Klik | [5 empty] | 850 | Noise, Replace bearing DE & NDE, replace rubber coupling, replace gland packing, change L/O | 2021-08-03 |  | OK
47 | Utility | P-854B | Cooling Water Pump |  | FIF-FG#27 |  | 15 | 250 | [11 empty] | 1420 | 2.2 |  |  |  | Malhaty Pump Co |  |  |  | Klik | [5 empty] | 850 | Noise, Replace bearing DE & NDE, replace rubber coupling, replace shaft sleeve | 2017-05-24 |  | OK
48 | Utility | P-855A | Cooling Water Pump | H2O | R-NJA 40-160 | R-NJA-40-160 | 25 | 20 | 105 | [7 empty] | Cas Ir | Bronze | 304 | 2950 | 3 |  |  |  | RZ Pumpen,Arena Prima International |  |  |  | Klik | [5 empty] | 850 | Replace bearing DE & NDE, replace oil seal OD: 40 x ID:24 | 2020-04-01 |  | OK
49 | Utility | P-855B | Cooling Water Pump | H2O | R-NJA 40-160 | 0810915B-1 | 25 | 20 | 105 | [7 empty] | Cas Ir | Bronze | 304 | 2950 | 3 |  |  |  | RZ Pumpen,Arena Prima International |  |  |  | Klik |  |  | 2019-07-01 |  |  | 850 | New unit RZ Pumpen type: R-NJA.40-160 S/N: 0810915B-1 P:3 kW RPM:2950 | 2019-07-01 |  | OK
50 | Utility | P-871A | Pompa intake water pump | WATER | LF-1507-133RJ9 |  | 30 | 20 | 40 | 0.998 | 0.8 | 0.048 | 3 |  | 3 |  | CI | 304 | AISI 1045 | 2910 | 4 | 50 | 3 | 400 | grundfos |  |  |  | Klik |  |  | 2022-12-30 | SWWT |  | 870 | New unit of RO/SWWT | 2022-12-30 |  | OK
51 | Utility | P-871B | Pompa intake water pump | WATER | LF-1507-133RJ9 | I9W6PC10214-003F | 30 | 20 | 40 | 0.998 | 0.8 | 0.048 | 3 |  | 3 |  | CI | 304 | AISI 1045 | 2910 | 4 | 50 | 3 | 400 | grundfos |  |  |  | Klik |  |  | 2022-12-30 | SWWT |  | 870 | New unit of RO/SWWT | 2022-12-30 |  | OK
52 | Utility | P-872 | Pompa intermediate tank | WATER | LF-1507-133RJ9 | 19WGPC10255-003T | 20 | 20 | 40 | 0.998 | 0.8 | 0.048 | 2 |  | 2 |  | CI | 304 | AISI 1045 | 2850 | 3 | 50 | 3 | 400 | grundfos |  |  |  | Klik |  |  | 2022-12-30 | SWWT |  | 870 | New unit of RO/SWWT | 2022-12-30
53 | Utility | P-873 | High pressure pump | WATER | CR 20-12 | PN-SN-A-96500516-10000289 | 142.7 | 21 | 40 | 0.998 | 0.8 | 0.048 | 15 | 3 |  | 2 | CI | 304 | HQQE | 2950 | 15 | 50 | 3 | 400 | grundfos |  |  |  | Klik |  |  | 2022-12-30 | SWWT |  | 870 | New unit of RO/SWWT | 2022-12-30 |  | OK
54 | Utility | P-874 | Pompa product | WATER | CEN 50 x 40 – 315.1 | TX0010321 | 30 | 12 | 40 | 0.998 | 0.8 | 0.048 | 10 |  |  | 2 | CIFC200 | CIFC200 | SUS420J2 | 1450 | 5.5 | 50 | 3 | 400 | Torishima |  |  |  | Klik |  |  | 2022-12-30 | SWWT |  | 870 | New unit of RO/SWWT | 2022-12-30 |  | OK
55 | Utility | P-875 | Pompa chemical cleaning | WATER | CR 20-3 |  | 34.6 | 21 | 40 | 0.998 | 0.8 | 0.048 |  |  |  | 2 | CI | 304 | HQQE | 2940 | 4 | 50 | 3 | 400 | Grundfos |  |  |  | Klik |  |  | 2022-12-30 | SWWT |  | 870 | New unit of RO/SWWT | 2022-12-30 |  | OK
56 | ISBL | P-902A | Treated Water Discharge Pump | TREATED WATER | GRI-811-PMP*20312285 | 0040227447 | 25 | 30 | 36 | 1.05 | 10 | 0.057 | 2.5 | -0.3 | 2.53 | 6.8 | Ductile Iron | DUPLEX CD4MCu | 4140 | 2910 | 4 | 50 | 2 | 380 | Griswold Pump Co. |  |  |  | Klik |  | 6500 | 2022-07-08 |  |  | 900 | New unit Griswold | 2022-07-08
57 | ISBL | P-902B | Treated Water Discharge Pump | TREATED WATER | 1K65-40-160A-RV/MK 3 | EX13181156 | 25 | 30 | 36 | 1.05 | 10 | 0.057 | 2.5 | -0.3 | 2.53 | 6.8 | A216 Gr. WCB | DUPLEX SS | EN-8 | 2900 | 5.5 | 50 | 2 | 380 | Flowserve India Controls PVT LTD |  |  |  | Klik |  | 2300 | 2019-05-09 | Price Bare Pump Only |  | 900 | New unit Flowserve India | 2019-05-09
58 | ISBL | P-902C | Treated Water Discharge Pump | TREATED WATER | CEN 65X50-250 | TX0289122 S | 66 | 35 | 36 | 1.05 | 10 | 0.057 | 2.5 | -0.3 | 2.53 | 6.8 | CI | 304 | SS | 2940 | 18.5 | 50 | 2 | 380 | Torishima | [5 empty] | 4500 | 2025-07-09 | PDAM |  |  | New unit Torishima | 2025-07-07
59 | Utility | P-911A | LPG Pump | [25 empty] | Klik |  |  | 2019-01-10 |  | S15 | 900 | Project LPG, install pump assy at octanol area | 2019-01-10
60 | Utility | P-911B | LPG Pump | [25 empty] | Klik |  |  | 2019-01-10 |  | S15 | 900 | 10/01/2019 Project LPG install pump assy at octanol area, leak at mech seal, replace mech seal stationary P/N 475 (1 pcs), o-ring ID 33 X t 3.5 X OD 40 (1 pcs), rotary P/N 433 (1 pcs), o-ring ID 27.5 X t 3.5 X OD 34.5 (1 pcs), bearing 6304-2RSH (1 pcs) | 2019-01-17
61 | Utility | P-921A | Boiler Feed Water Pump | BOILER WATER | 3 X 6 X 17 A |  | 242 | 75 | 133 | 0.932 | 0.2 | 3.03 | 25 | 2.4 | 22.6 | 3.8 |  |  |  | 2980 | 94.1 | 50 |  | 380 | IDP | 5 | C | * | Klik |  | 136100 |  |  |  | 920 | High vibration, Replace bearing DE (2 pcs) & NDE (1 pcs), alignment coupling top:0 bottom:+4 right:-3 left:+9 | 2021-08-16 |  | OK
62 | Utility | P-921B | Boiler Feed Water Pump | BOILER WATER | 3 X 6 X 17 A |  | 242 | 75 | 133 | 0.932 | 0.2 | 3.03 | 25 | 2.4 | 22.6 | 3.8 |  |  |  | 2980 | 94.1 | 50 |  | 380 | IDP | 5 | C | * | Klik |  | 136100 |  |  |  | 920 | Leakage at mech seal, Replace bearing DE (2 pcs) & NDE (1 pcs), replace mech seal assy: replace carbon graphite (1 pcs), replace tungsten (1 pcs), replace O-Ring Viton, change lube oil T-46, alignment coupling top:0 bottom:-1 right:+1 left:-5 | 2017-03-03 |  | OK
63 | Utility | P-923 | Process Condensate Pump | PROCESS COND | F41-518C4M0810VI-BV |  | 55 | 62 | 50 | 0.988 | 0.54 | 0.13 | 5.43 | 0 | 5.43 | 8.1 | 304 | 304 | 304 | 2925 | 18.6 |  |  |  | Teikoku | 5 | C | * | Klik |  | 9800 |  |  |  | 920 | Noise, replace bearing DE & NDE, replace shaft sleeve, replace gland packing, change oil T-46 | 2020-01-07 |  | OK
64 | Utility | P-930A | Filtered Water Transfer Pump |  |  |  | 78 | 60 | [11 empty] | 2940 | [8 empty] | Klik | [5 empty] | 930 | Replace bearing DE & NDE | 2020-03-07
65 | Utility | P-930B | Filtered Water Transfer Pump |  |  |  | 78 | 60 | [11 empty] | 2940 | [8 empty] | Klik | [5 empty] | 930 | Replace bearing DE & NDE | 2020-03-07
66 | Utility | P-931A | Filtered Water Pump | POTABLE WATER | 100-65 CPX200 |  | 45 | 85 | 32 | 0.995 | 0.8 | 0.048 | 4.5 | 0 | 4.5 | 7.9 | CS | CS | CS | 2945 | 19.2 | 50 |  | 380 | IDP |  |  |  | Klik |  | 20200 |  |  |  | 930 | Replace bearing DE & NDE | 2020-06-26 |  | OK
67 | Utility | P-931B | Filtered Water Pump | POTABLE WATER | 100-65 CPX200 |  | 45 | 85 | 32 | 0.995 | 0.8 | 0.048 | 4.5 | 0 | 4.5 | 7.9 | CS | CS | CS | 2945 | 19.2 | 50 |  | 380 | IDP |  |  |  | Klik |  | 20200 |  |  |  | 930 | Replace bearing DE & NDE | 2020-06-29 |  | OK
68 | Utility | P-931C/D | Filtered Water Pump |  |  | LF11-15959-146L69 | 80 | 25 | [11 empty] | 2925 |  |  |  |  | IDP |  |  |  | Klik | [5 empty] | 930 | Replace bearing DE & NDE | 2020-03-13
69 | Utility | P-932A | Demineralized Water Pump | DEMINERALIZED | 65-40 CPX200 |  | 51 | 30 | 32 | 0.995 | 0.8 | 0.048 | 5.1 | 0 | 5.1 | 7.9 | 304 | 304 | 304 | 2915 | 8.72 | 50 |  | 380 |  |  |  |  | Klik |  | 17800 |  |  |  | 930 | Replace bearing DE & NDE, replace gland packing (2 pcs), change oil T-68 | 2021-08-07 |  | OK
70 | Utility | P-932B | Demineralized Water Pump | DEMINERALIZED | 65-40 CPX200 |  | 51 | 30 | 32 | 0.995 | 0.8 | 0.048 | 5.1 | 0 | 5.1 | 7.9 | 304 | 304 | 304 | 2915 | 8.72 | 50 |  | 380 |  |  |  |  | Klik |  | 17800 |  |  |  | 930 | PM, replace bearing DE & NDE, replace gland packing, change lube oil T-68 | 2020-08-16 |  | OK
71 | Utility | P-935A | Degasified Water Pump |  | 37F277 X 712 | [14 empty] | 2850 |  |  |  |  | Baldore USA |  |  |  | Klik | [5 empty] | 930 | PM, check external, check tightening bolt, check mech seal | 2013-04-09 |  | OK
72 | Utility | P-935B | Degasified Water Pump |  | 37F277 X 712 | [14 empty] | 2850 |  |  |  |  | Baldore USA |  |  |  | Klik | [5 empty] | 930 | PM, check external, check tightening bolt, check mech seal | 2013-04-09 |  | OK
73 | Utility | P-935C | Degasified Water Pump |  | BW11038-00813 | LF11-15951-133L70 | 50 | 15 | 32 |  |  |  | 5 | 0 |  |  | CS | CS | CS | 2905 | 5.5 | [7 empty] | Klik |  |  |  | RO |  | 930 | Replace bearing DE & NDE | 2021-03-26
74 | Utility | P-938A | Potable Water Pump | POTABLE WATER | R-NJA 32-200 | 180806DR1.10 | 40 | 12 | 32 | 0.995 | 0.8 | 0.048 | 4 | 0 | 4 | 2 | CS | 304 | ASTM420 | 2870 | 5.5 | 50 | 2 | 380 | RZ Pumpen |  |  |  | Klik |  | 1600 | 2024-05-30 |  |  | 930 | New P-938A Potable Water | 2024-05-30 |  | OK
75 | Utility | P-938B | Potable Water Pump | POTABLE WATER | R-NJA 32-200 | 180806DR1.10 | 40 | 12 | 32 | 0.995 | 0.8 | 0.048 | 4 | 0 | 4 | 2 | CS | 304 | ASTM420 | 2900 | 5.5 | 50 | 2 | 380 | RZ Pumpen |  |  |  | Klik |  | 1600 | 2023-10-01 | Impeller dia. 180 mm |  | 930 | New P-938B Potable Water | 2023-10-01 |  | OK
76 | Utility | P-939A | Waste Water Pump | WASTE WATER | 37F277 X 712 | F-996 | 15 | [12 empty] | 2850 | 15 |  |  |  | Baldore USA |  |  |  | Klik |  | 25000 |  |  |  | 930 | No flow, mech seal leakage, replace mech seal, replace bolt lock nut L, replace o-ring seal | 2022-07-01 |  | OK
77 | Utility | P-939B | Waste Water Pump | WASTE WATER | 37F277 X 712 | F-996 | 15 | [12 empty] | 2850 | 15 |  |  |  | Baldore USA |  |  |  | Klik |  | 25000 |  |  |  | 930 | Noise, replace bearing motor | 2021-08-27 |  | OK
78 | Utility | P-941A | Cooling Water Pump | FILTER WATER | 350-LNN 575 | 167470 | 35 | 2400 | 32 | 0.995 | 0.8 | 0.048 | 3.5 | 0 | 3.5 | 7.9 | CS | CS | CS | 987 | 258 | 50 |  | 6000 | IDP | 5 | C | * | Klik |  | 258000 |  |  |  | 930 | Inspect shaft sleeve | 2015-01-14 | Replace bearing DE and NDE P-941 AB | OK
79 | Utility | P-941B | Cooling Water Pump | FILTER WATER | OMEGA 350-510 A SC | 049-P2206094-001 | 50 | 2400 | 29 | 0.995 | 0.8 | 0.048 | 5 | 0 | 5 | 7.9 | CS | CS | CS | 1487 | 430 | 50 |  | 6000 | KSB | 5 | C | * | Klik |  | 130000 | 2023-02-09 |  |  | 940 | Replace new unit | 2023-02-09 |  | OK
80 | Utility | P-941C | Cooling Water Pump | FILTER WATER | OMEGA 350-510 A SC | 049-P2206094-002 | 50 | 2400 | 29 | 0.995 | 0.8 | 0.048 | 5 | 0 | 5 | 7.9 | CS | CS | CS | 1487 | 430 | 50 |  | 6000 | KSB | 5 | C | * | Klik |  | 130000 | 2023-02-09 |  |  | 940 | Additional new unit of Z-941 C | 2023-02-09 |  | OK
81 | Utility | P-946A | Chilled Water Pump | FILTER WATER |  |  | 40 | 90 | 7 | 1 | 1.4 | 0.01 | 3.5 | 0 | 3.5 | 8.2 | CS | CS | CS | 2930 |  | 50 |  | 380 |  | 5 | C | * | Klik |  | 20000 | 2013-03-14 |  |  | 940 | Change pump New (P-946C) 14/03/2013, Replace bearing DE & NDE, replace Oil Seal ID : 45 | 2020-08-08 |  | OK
82 | Utility | P-946B | Chilled Water Pump | FILTER WATER |  |  | 40 | 90 | 7 | 1 | 1.4 | 0.01 | 3.5 | 0 | 3.5 | 8.2 | CS | CS | CS | 2930 |  | 50 |  | 380 |  | 5 | C | * | Klik |  | 20000 | 2013-03-14 |  |  | 940 | Change pump New (P-946D) 15/03/2013, Replace bearing DE & NDE | 2020-08-05 |  | OK
83 | Utility | P-946C | Chilled Water Pump | FILTER WATER | R-CPC 65-200 |  | 50 | 100 | 7 | 1 | 1.4 | 0.01 | 3.5 | 0 | 3.5 | 8.2 | CS | 316 | CS | 2925 | 18.5 | 50 |  | 380 | RZ Pumpen | [13 empty] | OK
84 | Utility | P-963A | Sump Pump | FOL | 40-25 CPXV125 | 167440 | 16 | 1.98 | 40 | 0.8 | 1 | 0.5 | 1.276 | ,-004 | 1.28 | 6 | 304 | 304 | 304 | 2870 | 0.42 | 50 |  | 380 | IDP |  |  |  | Klik |  | 31900 |  |  |  | 960 | Noise at top bearing, replace ball bearing, replace nut lock bearing top side (fabricated), make up grease 20x | 2017-07-19 |  | OK
85 | Utility | P-963B | Sump Pump | FOL | 32-20 CPXV160 | 167441 | 31 | 1.98 | 40 | 0.8 | 1 | 0.5 | 1.276 | ,-004 | 1.28 | 6 | 304 | 304 | 304 | 2870 | 0.42 | 50 |  | 380 | IDP |  |  |  | Klik |  | 33600 |  |  |  | 960 | Noise, flow decrease, replace ball bearing, replace bearing bushing, replace shaft sleeve, replace rubber coupling, gap impeller 0.5 | 2020-11-09 |  | OK
86 | Utility | P-973 | Oil Separator Oil Pump | FOL | 30-20 CPXV160 | 167442 | 27 | 4 | 40 | 0.8 | 1 | 0.5 | 2.155 | ,-005 | 2.16 | 6 | 304 | 304 | 304 | 2870 | 0.79 | 50 |  | 380 | IDP | 5 | E | * | Klik |  | 33600 |  |  |  | 970 | Leak & noise, replace rubber coupling (4 pcs), adjust gland packing, add container for gland packing drops | 2022-05-20 |  | OK
87 | Utility | P-974A | Oil Separator Water Pump | WATER | 40-25 CPXV160 | 167443 | 27 | 11.16 | 54 | 0.99 | 0.52 | 0.1 | 2.668 | 0.006 | 2.662 | 9 | 304 | 304 | 304 | 2855 | 81.72 | 50 |  | 380 | IDP | 5 | E | * | Klik |  | 33000 |  |  |  | 970 | Repair, replace bearing 6306C3 (2pcs), repair bearing housing condition: wear fabricated tjokro, replace gland packing, replace rubber coupling (4 pcs), make up L/O T-68 | 2021-11-10 |  | OK
88 | Utility | P-974B | Oil Separator Water Pump | WATER | 40-25 CPXV160 | 167443 | 27 | 11.16 | 54 | 0.99 | 0.52 | 0.1 | 2.668 | 0.006 | 2.662 | 9 | 304 | 304 | 304 | 2855 | 81.72 | 50 |  | 380 | IDP |  |  |  | Klik |  | 33000 |  |  |  | 970 | No flow, rubber coupling broken and disassembled, replace rubber coupling TYRE FLEX T4, running ampere:3.9 set:6.5 press:2.8 kg/cm2 | 2022-04-25 |  | OK
89 | Uitility | P-994 | N2 High Pressure | N2 LIQUID | SBP200-600/165 | 12735 | 99 | 400 | -196 |  |  |  | 16.5 | 0.02 - 0.8 | [5 empty] | 1000 | 7.5 | [7 empty] | Klik |  |  | 2023-02-01 |  |  | 990 | New N2 High Pressure Pump | 2023-02-01
90 | Utility | RO-MAINPUMP | RO-MAINPUMP | WATER | CR120-10-A-P-I-E-HQQE | A96500365P11505 | 118 | 21 | [11 empty] | 2950 | 11 |  |  |  | Grundfos |  |  |  | Klik |  |  |  | RO |  | 930
91 | Utility | RO-FEEDPUMP | RO-MAINPUMP | WATER | CM25-2A-R-A-E-AQQE F-A-A-N | A97509107P11505 | 32.6 | 22 | [11 empty] | 2905 | 4 |  |  |  | Grundfos |  |  |  | Klik |  |  |  | RO |  | 930
92 | CO2Liq | P-10315-02 | Condensate | WATER | CRN10-04 F-FGJ-G-E-HQQE | A96603111P11542 | 40.8 | 10 | 120 | [8 empty] | 304 |  | 2910 | 1.5 | 50 | 2 | 380 | Grundfos |  |  |  | Klik |  |  | 2015-10-28 |  |  | 770
93 | CO2Liq | P-11407-02 | Absorber top cooler | WATER | CRN90-2 A-F-G-E-HQQE | B96124227P11542 | 42.5 | 90 | 120 | [8 empty] | 304 |  | 2930 | 15 | 50 | 2 | 380 | Grundfos |  |  |  | Klik |  |  | 2015-10-28 |  | CO(009610) | 770
94 | CO2Liq | P-11405-01 | Rich MEA | MEA | CRN64-2-1 A-F-G-E-HQQE | B96123777P11542 | 37.2 | 64 | 120 | [8 empty] | 304 |  | 2930 | 11 | 50 | 2 | 380 | Grundfos |  |  |  | Klik |  |  | 2015-10-28 |  |  | 770
95 | CO2Liq | P-11405-01 B | Rich MEA | MEA | MCPK080-050-160 CC | 049-P2311184-01 | 39 | 65 | 60 | 1.108 | 1.1 |  | 4.23 | 0.6 |  | 6 | A743 | A743 | 316 | 2955 | 15 | 50 | 2 | 380 | KSB | [6 empty] | 2024-07-19
96 | CO2Liq | P-11450-03 | MEA filling | MEA | CM5-5S-R-I-E-A00EC-A-A-N | A98482181P31505 | 38 | 4.7 | 60 | [8 empty] | 304 |  | 2900 | 0.9 |  | 2 | 240 | Grundfos |  |  |  | Klik |  |  | 2015-10-28 |  |  | 770
97 | CO2Liq | P-11501-01 | Lean MEA | MEA | CRN64-3-1 A-F-G-E-HQQE | B96123780P11542 | 59.8 | 64 | 60 | [8 empty] | 304 |  | 2910 | 7.5 | 50 | 2 | 380 | Grundfos |  |  |  | Klik |  |  | 2015-10-28 |  |  | 770
98 | CO2Liq | P-11501-01 B | Lean MEA | MEA | 2196 MTO | 2111346 | 60 | 64 | [8 empty] | 316 | 316 |  | 2900 | 18.5 | 50 | 2 | 380 | Summit / Arena | [6 empty] | 2023-09-25
99 | CO2Liq | P-11505-02 | Water scrubber | WATER | CRN5-10A-FGJ-G-E-HQQE | A96559610P31541 | 51.8 | 5.8 | 120 | [8 empty] | 304 |  | 2896 | 1.5 | 50 | 2 | 380 | Grundfos |  |  |  | Klik |  |  | 2015-10-28 |  |  | 770
100 | CO2Liq | P-11601-01 | NOx flash | MEA | CRN64-2- A-F-G-E-HQQE | B96123778P11542 | 44.3 | 64 | 120 | [8 empty] | 304 |  | 2940 | 11 | 50 | 2 | 380 | Grundfos |  |  |  | Klik |  |  | 2015-10-28 |  |  | 770
101 | CO2Liq | P-11601-01 B | NOx flash | MEA | MCPK080-050-200 CC | 049-P2311184-02 | 56 | 61 | 105 | 1.072 | 0.62 |  | 6.65 | 0.6 | 6 | 6 | A743 | A743 | 316 | 2955 | 18.5 | 50 | 2 | 380 | KSB | [6 empty] | 2024-07-19
102 | CO2Liq | P-0741A | Cooling water | WATER | A200-400 | 111561300 | 50 | 550 | [11 empty] | 1480 |  |  |  |  | Grundfos |  |  |  | Klik |  |  | 2015-10-28 |  |  | 770 | Replace bearing DE & NDE | 2020-09-06
103 | CO2Liq | P-0741B | Cooling water | WATER | B200-400 | 117079100 | 50 | 550 | [11 empty] | 1480 |  |  |  |  | Grundfos |  |  |  | Klik |  |  | 2015-10-28 |  |  | 770 | Replace bearing DE & NDE, balancing impeller | 2020-03-30
104 | CO2Liq | P-0741C | Cooling water | WATER | CPK 250-400 EC | 9975359545/100 | 50 | 700 | 36.5 | 1 | 0.71 | 0.6 | 4.9 | 0.6 |  | 6 | A216 | A743 | A276 | 1490 | 132 | 50 |  | 400/3 | KSB
105 | CO2Liq | P-10403-07 | Mea circle pump seal water | WATER | DMH2,2-25B-5S/V15S-X-G1AAF | [14 empty] | 1270 |  |  |  |  | Grundfos |  |  |  | Klik |  |  | 2015-10-28 |  |  | 770
106 | CO2Liq | P-10405-01 | Reclaimer | MEA | CRN45-10-2F-F-G-E-HQQE | 0001 | 196.8 | 45 | [11 empty] | 2955 | 37 |  |  |  | Grundfos |  |  |  | Klik |  |  | 2015-10-28 |  |  | 770
107 | CO2Liq | P-11221-04 | Flue gas scrubber | Water | CR-120 - 2 - 1 - A -F -A- E HQQE |  | 36.4 | 12 l/h | 120 | [10 empty] | 2940 | 18.5 |  | 2 | 240 | Grundfos |  |  |  | Klik |  |  | 2015-10-28 |  |  | 770
108 | CO2Liq | P-771A | Product | CO2 Liquid | CNF50-200 | 411036227/011-01 | 50 | 15 | -25 | 1.054 | 0.1 | 16.8 | 25 | 16.8 |  | 1.5 | JS1025 | JL1040 | 1.4021 | 2905 | 17.5 | 50 |  | 400 | Hermetic |  |  |  | Klik |  |  | 2015-10-28 | replaced using canned pump |  | 770
109 | CO2Liq | P-771B | Product | CO2 Liquid | CRL2 | [10 empty] | 1 | A536 | A536 | HSS | 640 |  |  |  |  | Blackmare |  |  |  | Klik |  |  | 2015-10-28 |  |  | 770
110 | CO2Liq | P-771C | Product | CO2 Liquid | CRL2 | [11 empty] | A536 | A536 | HSS | 640 |  |  |  |  | Blackmare |  |  |  | Klik |  |  | 2015-10-28 |  |  | 770
111 | CO2Gas | P-11204-03 | Flue gas scrubber | WATER | CRN120-2-1 A-F-G-E-HQQE | A95922183P11542 | 36.4 | 120 | 120 | [8 empty] | 316 |  | 2940 | 18.5 |  | 2 | 380 | Grundfos |  |  |  | Klik |  |  | 2013-03-01 |  | CO(133565) | 060
112 | CO2Gas | P-11402-11 | Rich MEA | MEA | CRN32-3 A-F-G-E-HQQE | A96122355P11227 | 44.1 | 30 | 120 | [8 empty] | 316 |  | 2920 | 5.5 |  | 2 | 380 | Grundfos |  |  |  | Klik |  |  | 2013-03-01 |  | CO(009610) | 060
113 | CO2Gas | P-11404-11 | Absorber top cooler | WATER | CR32-3 A-F-A-E HQQE | A96122011P1121 | 44.1 | 30 | 120 | [8 empty] | 304 |  | 2920 | 5.5 |  | 2 | 380 | Grundfos |  |  |  | Klik |  |  | 2013-03-01 |  | CO(009610) | 060
114 | CO2Gas | P-11503-03 | Flue gas scrubber | MEA | CR120-2-1-A-F-G-E-HQQE | A95922183P11227 | 36.4 | 120 | [11 empty] | 2910 | 7.5 |  |  |  | Grundfos |  |  |  | Klik |  |  | 2013-03-01 |  | CO(009610) | 060
115 | CO2Gas | P-11558-14 | Water scrubber | Water | CR3-10 A-FGJ-A-E HQQE | A98674950P115030001 | 48.2 | 3 | [11 empty] | 2850 | 0.37 | 50 | 2 | 380 | Grundfos |  |  |  | Klik |  |  | 2013-03-01 |  | CO(133567) | 060
116 | CO2Gas | P-11503-03 | Lean MEA | MEA | CRN45-2 A-F-G-E HQQE |  | 38.7 | 45 | 120 | [8 empty] | 316 |  | 2910 | 7.5 |  | 2 | 380 | Grundfos |  |  |  | Klik |  |  | 2013-03-01 |  | CO(009610) | 060
117 | CO2Gas | P-10405-01 | Reclaimer | MEA | CRN45-10-2 F-F-G-E-HRQQE | B98830369P11508 | 196.8 | 45 | 180 | [8 empty] | 316 |  | 2955 | 37 |  | 2 | 380 | Grundfos |  |  |  | Klik |  |  | 2013-03-01 |  |  | 060
118 | CO2Gas | P-10305-10 | Condensate | Water | CRN5-2 F-FGJ-G-E-HQQE | A9655053811236 | 9 | 5.8 | 150 | [8 empty] | 316 |  | 2850 | 0.37 |  | 2 | 380 | Grundfos |  |  |  | Klik |  |  | 2013-03-01 |  | CO(009610) | 060
119 | CO2Gas | P-0641 | Cooling water | Filter Water | Aquavane 200- 320 /B | 049-1207241-001 | 25 | 550 | 50 | 1 | [6 empty] | CI | BRZ | HTS | 1485 | 75 | 50 | 3 | , | KSB |  |  |  | Klik |  |  | 2013-03-01 | Removed |  | 060
120 | CO2Gas | P-0642 | Cooling water | Filter Water | Aquavane 200- 400 /A | 049-1207241-002 | 40 | 550 | 40 | 1 | [6 empty] | CI | CI | HTS | 1480 | 110 | 50 | 3 | 380 | KSB |  |  |  | Klik |  |  | 2013-03-01 | Removed |  | 060
Total | [30 empty] | 3988766.6667
Note :
Total Equipment |  |  | 121 | [30 empty] | 21 | Total | 90 |  |  | 78
[34 empty] | 17.36% |  | 74.38% |  |  | 64.46%
PON
Menu
PON
Menu

## 28
|  |  | EQUIPMENT LIST | [16 empty] | Document No. |  | : MNTC-ME
[20 empty] | Revision |  | : 0
[20 empty] | Date of issue |  | : 2023
PT. PETRO OXO NUSANTARA | [19 empty] | Page |  | : 1 of 1
RECIPROCATING PUMP
2027-12-31
No | Area | Tag no | Service | Fluid | Type | Serial No | Head | Design Capacity | Temp . Pump | Spect | Vap.press | Vis. At pump | Disc. press | Suct. press | Diff. Press | NPSH avail | Material |  |  | RPM | BHP | Motor |  |  | Manufacture | category |  | Complex grade | Spare | Price | Installation | Remark | [5 empty] | EaMS update
[7 empty] | m | m3/h | 0C | Gravity | Kg/cm2G | Cp | Kg/cm2G | Kg/cm2G | Kg/cm2G | m | Casing | Impeller | Shaft |  | KW | Cycle ( HZ ) | Pole | Volt / Phase |  | Score | Grade |  | part | USD | Date |  |  |  | History | Date | Rekomendasi S/D 2027
1 | SynGas | P-011A | Phosphate Pump | Phosphate salt | EKM-1 | CL-6551-1/-2 | 21.6 | 0.02 | 33 | 1 | 0.08 | 0.8 | 21.6 | 0 | 21.06 | 8.5 | 304 |  |  | 140 | 0.1 | 50 |  | 380 | Teikoku - Japan |  |  |  | Klik | 12600 |  |  | S4 | 010 | Repair no flow, replace o-ring relief valve, change oil, running test pressure 17 kg/cm2 OK | 2021-10-18 |  | OK
2 | SynGas | P-011B | Phosphate Pump | Phosphate salt | EKM-1 | CL-6551-1/-2 | 21.6 | 0.02 | 33 | 1 | 0.08 | 0.8 | 21.6 | 0 | 21.06 | 8.5 | 304 |  |  | 140 | 0.1 | 50 |  | 380 | Teikoku - Japan |  |  |  | Klik | 12600 |  |  | S4 | 010 | PM 6 month, change L/O, check external, check membrane | 2013-06-17 |  | OK
3 | SynGas | P-026 | Antifoam Pump | Anti Foam | 1S1AX-0.2-3D1D | M56-0603C-1 |  | 0.00475 | [12 empty] | 0.12 |  |  |  | Nikkiso - Japan |  |  |  | Klik | 12600 |  |  | S22 | 020 | No flow, replace relief valve V07A, replace oil compensating valve V09A, replace packing plunger P07A, replace plunger/piston | 2021-06-15 |  | OK
4 | SynGas | P-027 B |  |  | G25X-KSGH-FHC8 |  | 48.8 | 3 | 50 | 0.799 |  | 0.8 | 5 | 0.2 | 4.8 | 5.5 | SS316L | SS316L | SS316L | 692 | 1.1 | 50 | 8 | 380 | Hydra-Cell
5 | Octanol | P-102 | Oxo Cat Feed Pump | Oxo Cat | EKMs-1 | CL-6552 | 248 | 0.17 | 40 | 0.886 |  | 1.19 | 22 | ,-0,03 | 22.03 | 8.9 |  |  |  | 1355 | 0.12 | 50 |  | 380 | Teikoku - Japan |  |  |  | Klik | 14700 |  |  | OP-002 | 100 | PM 6 month, change L/O, check external, cleaning valve | 2013-09-20 |  | OK
6 | Octanol | P-110B | A-110 Pressure Unit | 2EH | G25X-KSGH-FHC8 |  | 48.8 | 3 | 50 | 0.799 |  | 0.8 | 5 | 0.2 | 4.8 | 5.5 | SS316L | SS316L | SS316L | 692 | 1.1 | 50 | 8 | 380 | Hydra-Cell |  |  |  | Klik | 24000 | 2022-07-08 | Diganti Teikoku |  | 110 | New pump P-110 Hydracell | 2022-07-08 |  | OK
7 | Octanol | P-231 | D-230 Feed Pump | TPP | HYDRO/2 | HP2aH 025060 SST0100L1000R1 | 14 | 0.052 | 150 | 980 | 0.196 | 4.378 | 22 | 1.37 | 20.67 | 14 |  |  |  | 1355 | 0.25 | 50 |  | 380 | Prominent Germany |  |  |  | Klik | 14000 | 2021-09-30 |  | OP-010 | 230 | New replacement brand Prominent Germany model HYDRO/2 type HP2aH 025060 SST0100L1000R1 | 2021-09-30 |  | OK
8 | Octanol | P-233 | IPA Solution Pump | IPA Solution | EKMs-1 | CL-6554 | 259 | 0.19 | 40 | 852 | 0.103 | 0.906 | 22 | 0.2 | 21.8 | 13.8 |  |  |  | 1405 | 0.45 | 50 |  | 380 | Teikoku - Japan |  |  |  | Klik | 16800 |  |  | OP-010 | 230 | No flow, change L/O piston & membrane side, cleaning hydraulic dual valve, cleaning check valve | 2018-05-24 |  | OK
9 | Utility | P-833A | Nutrient Pump | Nutrient | EKM-1 | CL-6555 |  | 20 | AMB | 1.1 | 0.048 | 2 | 5.5 | 0 | 5.5 | 7 |  |  |  | 1375 | 0.37 | 50 |  | 380 | Teikoku - Japan |  |  |  | Klik | 14000 |  |  |  | 800 | Replace membrane | 2011-09-08 |  | OK
10 | Utility | P-833B | Nutrient Pump | Nutrient |  | MTMA 10173 PPET 0205000 RI |  | 20 | AMB | 1.1 | 0.048 | 2 | 5.5 | 0 | 5.5 | 7 |  |  |  | 1375 | 0.37 | 50 |  | 380 | Prominent Germany |  |  |  | Klik | 14000 | 2021-02-02 |  |  | 800 | New replacement brand Prominent Germany type MTMA 10173 PPET 0205000 RI | 2021-02-02 |  | OK
11 | Utility | P-834 | No. 1 Polymer Pump |  | 1S3AZ-0.8-68M1D | M56-0603A-1 | 5 | 5.67 | [11 empty] | 1410 | 0.75 |  |  |  | Nikkiso - Japan |  |  |  | Klik | 14000 |  |  |  | 800 | Never replace bearing |  |  | OK
12 | Utility | P-835 | No. 2 Polymer Pump |  | 1S1AZ-0.2-7M1D | M56-0603B-1 | 50 | 0.0429 | [11 empty] | 1400 | 0.25 |  |  |  | Nikkiso - Japan |  |  |  | Klik | 14000 |  |  |  | 800 | Replace membrane | 2003-07-17 |  | OK
13 | Utility | P-925A | Na3PO4 Injection Pump |  | 525-S-N3-FA | 81877 | 5 | [12 empty] | 1400 | 0.37 |  |  |  | Neptune Proportioning |  |  |  | Klik |  |  |  |  | 920 | PM, change L/O, cleaning strainer, cleaning check valve suct & disch | 2018-01-14 |  | OK
14 | Utility | P-925B | Na3PO4 Injection Pump |  | 525-S-N3-FA | 81877 | 5 | [12 empty] | 1400 | 0.37 |  |  |  | Neptune Proportioning |  |  |  | Klik |  |  |  |  | 920 | PM, change L/O, cleaning strainer | 2018-01-14 |  | OK
|  |  | Na3PO4 Injection Pump | [21 empty] | Winston | [6 empty] | for H-923
15 | Utility | P-926A | N2H4 Injection Pump |  | 525-S-N3-FA | 99701 |  | 0.0827 | [11 empty] | 1400 | 0.25 |  |  |  | Landsdale T. A |  |  |  | Klik | 8400 |  |  |  | 920 | PM 6 month, change L/O, check membrane, cleaning external | 2014-09-18 |  | OK
16 | Utility | P-926B | N2H4 Injection Pump |  | 525-S-N3-FA | 99701 |  | 0.0827 | [11 empty] | 1400 | 0.25 |  |  |  | Landsdale T. A |  |  |  | Klik | 8400 |  |  |  | 920 | PM 6 month, change L/O, check membrane, cleaning external | 2014-09-25 |  | OK
17 | Utility | P-943A | PH Adjust Pump | NaCL | DG PR3 | 5681043062 | [18 empty] | Desparo Milton Roy - France |  |  |  | Klik | 8400 |  |  |  | 940 | PM, change L/O, check external, check membrane, cleaning check valve suct & disch | 2013-06-10
18 | Utility | P-943B | PH Adjust Pump | NaCL | DG PR3 | 5681043062 | [18 empty] | Desparo Milton Roy - France |  |  |  | Klik | 8400 |  |  |  | 940 | PM 6 month, cleaning external pump, check visual | 2012-06-11
19 | Utility | P-944A | Corrosion Inhibitor Pump |  | DG PR3 | 5681043062 | 120 | 7.2 | [16 empty] | Desparo Milton Roy - France |  |  |  | Klik | 8400 |  |  |  | 940 | PM 6 month, change L/O, check external, check membrane, cleaning check valve suct & disch | 2013-10-11
20 | Utility | P-944B | Corrosion Inhibitor Pump |  | DG PR3 | 5681043062 | 120 | 7.2 | [16 empty] | Desparo Milton Roy - France |  |  |  | Klik | 8400 |  |  |  | 940 | PM 6 month, change L/O, check external, check membrane, cleaning check valve suct & disch | 2013-10-11
21 | Utility | P-945A | Dispersant Chemical Pump | Dispersant | DG PR3 | 5681043062 | 120 | 7.2 | [16 empty] | Desparo Milton Roy - France |  |  |  | Klik | 14000 |  |  |  | 940 | PM 6 month, change L/O, check external, check membrane, cleaning check valve suct & disch | 2013-08-26
22 | Utility | P-945B | Dispersant Chemical Pump | Dispersant | DG PR3 | 5681043062 | 120 | 7.2 | [16 empty] | Desparo Milton Roy - France |  |  |  | Klik | 14000 |  |  |  | 940 | PM 6 month, change L/O, check external, check membrane, cleaning check valve suct & disch | 2013-08-26
23 | CO2Liq | P-10401-03 | NaOH Dosing | NAOH | DDA12-10AR-PP/E/C-F-31I002FG |  |  | 0.012 | [12 empty] | 0.024 |  |  |  | Grundfos |  |  |  | Klik |  | 2015-10-28 |  |  | 770
24 | CO2Liq | P-11214-06 | Soda Dosing | NAOH | DDA12-10AR-PP/E/C-F-31I002FG |  |  | 0.012 | [12 empty] | 24 |  |  |  | Grundfos |  |  |  | Klik |  | 2015-10-28 |  |  | 770
25 | CO2Gas | P-11506-03 | Anti Foam | Anti Foam | [24 empty] | Klik |  | 2013-03-01 |  | CO(009610) | 770
26 | CO2Gas | P-10403-02 | CRN reclaimer pump | WATER | DMH2-2-25B-5S/V15S-X-G1AAF | [16 empty] | 50 | 2 | 230 | Grundfos |  |  |  | Klik |  | 2013-03-01 |  | CO(009611) | 770
27 | CO2Gas | P-10409-04 | Soda Dosing | NAOH | DDA12-10AR-PP/E/C-F-31I002FG |  | 6 | 0.012 | 45 | [11 empty] | 0.024 |  |  | 240 | Grundfos |  |  |  | Klik |  | 2013-03-01 |  | CO(009611) | 770
28 | CO2Liq | P-37320-01 | CO2 transfer | CO2 LIQUID | [19 empty] | Hermetic |  |  |  |  | Klik |  | 2015-10-28 |  |  | 770
29 | Utility | P-876 | Dosing pump 1 | pH Chemical Dosing | LB 6 |  |  | 6.2 | 40 | 1.025 | 0.8 | 0.048 | 3 |  |  |  |  | PVDF |  |  | 0.028 | 50 | 1 | 220 | Jesco |  |  |  | Klik |  |  | 2022-12-30 | SWWT |  | 870 | New unit of RO/SWWT | 2022-12-30
30 | Utility | P-877 | Dosing pump 2 | Biocide Chemical Dosing | LB 6 |  |  | 6.2 | 40 | 1.025 | 0.8 | 0.048 | 3 |  |  |  |  | PVDF |  |  | 0.028 | 50 | 1 | 220 | Jesco |  |  |  | Klik |  |  | 2022-12-30 | SWWT |  | 870 | New unit of RO/SWWT | 2022-12-30
31 | Utility | P-878 | Dosing pump 3 | Antiscalant Chemical Dosing | LB 6 |  |  | 6.2 | 40 | 1.025 | 0.8 | 0.048 | 3 |  |  |  |  | PVDF |  |  | 0.028 | 50 | 1 | 220 | Jesco |  |  |  | Klik |  |  | 2022-12-30 | SWWT |  | 870 | New unit of RO/SWWT | 2022-12-30
Total | [29 empty] | 241700
Note :
Total Equipment |  |  | 31 | [29 empty] | 12 |  | 24 |  |  | 20
[33 empty] | 38.71% |  | 77.42% |  |  | 64.52%
PON
Menu
PON
Menu

## 27
|  |  | EQUIPMENT LIST | [15 empty] | Document No. |  | : MNTC-ME
[19 empty] | Revision |  | : 0
[19 empty] | Date of issue |  | : 2023
PT. PETRO OXO NUSANTARA | [18 empty] | Page |  | : 1 of 1
GEAR PUMP
2027-12-31
No | Area | Tag no | Service | Fluid | Type | Serial No | Head | Capacity | Temp . Pump | Spect | Vis. At pump | Disc. press | Suct. press | Diff. Press | NPSH avail | Material |  |  | RPM | BHP | Motor |  |  | Manufacture | category |  | Complex grade | Spare | Price | Installation | Remark | [5 empty] | EaMS update
[7 empty] | m | m3/h | 0C | Gravity | Cp | Kg/cm2G | Kg/cm2G | Kg/cm2G | m | Casing | Impeller | Shaft |  | KW | Cycle ( HZ ) | Pole | Volt / Phase |  | Score | Grade |  | part | USD | Date |  |  |  | History | Date | Rekomendasi S/D 2027
1 | Utility | P-961 A | Fuel Oil Transfer Pump | FOL | 32STWS | 18218131 | 250 | 1.6 M3/H | [10 empty] | 2900 | 7.5 |  |  |  | Nikuni | 25 | E,C | ** | Klik | 63000 |  |  | OP-029 | 960 | Mech seal leakage, replace new shaft, replace oil seal DE NDE, replace bushing UD-40A LBCC (1 pcs), bushing UD-40B LBCC (1 pcs), replace mech seal DE NDE, replace bearing DE NDE, clearance impeller DE:0.05 NDE:0.05 | 2020-01-30 |  | OK
2 | Utility | P-961 B | Fuel Oil Transfer Pump | FOL | 32STWS | 18218131 | 250 | 1.6 M3/H | [10 empty] | 2900 | 7.5 |  |  |  | Nikuni | 25 | E,C | ** | Klik | 63000 |  |  | OP-029 | 960 | Mech seal leakage, replace mech seal DE & NDE Nikuni SIC-Carbon TP-20, replace bearing DE & NDE 6304ZZ (2 pcs), replace oil seal VC26405 (1 pcs), clearance:0.04 | 2019-09-18 |  | OK
3 | Utility | P-961 C | Fuel Oil Transfer Pump | FOL | 32STWS | 18218131 | 250 | 1.6 M3/H | [10 empty] | 2900 | 7.5 |  |  |  | Nikuni | 25 | E,C | ** | Klik | 63000 |  |  | OP-029 | 960 | Mech seal leakage, replace mech seal DE & NDE SIC-Carbon TP-20, replace bearing DE & NDE 6304ZZ (2 pcs), replace oil seal VC26405 (1 pcs), running Amp:8.9 setting:24 dish press.:18.2 kg/cm2 | 2022-06-08 |  | OK
4 | Utility | P-961 D | Fuel Oil Transfer Pump | FOL | 50STWS |  | 250 | 2.8 M3/H | 33 | [9 empty] | 2900 | 15 |  |  |  | Nikuni |  |  |  | Klik | [8 empty] | OK
5 | Octanol | P-962 | Fuel Oil Feed Pump | FOL |  |  | 20 | 3 | 40 | 0.815 | 5.5 | 2 | 0.4 | 2 |  | CS | CS | CS |  | 1.5 | 50 |  | 380 / 3 | Nanjing Kingreat |  |  |  | Klik | 35000 | 2024-08-16 |  |  |  | New FOL Separator Unit | 2024-08-16
6 | Syn Gas | C-011/018 P1 | Main L/O Pump for C-011/C-018 | Lube Oil | NF160S-112 | 1H7328 |  | 12 | 65 |  | 35 | 4 | 0 |  | -0.5 | FC250 |  |  | 1423 |  |  |  |  | Shimadzu Mectem | [5 empty] | 1996-08-05
7 | Syn Gas | C-011/018 P2 | Aux L/O Pump for C-011/C-018 | Lube Oil | SC-160M-112M | 1H7343 |  | 12 | 55 |  | 48-150 | 3.1 | 0 |  | 0 | FC250 |  |  | 1450 | 3.7 | 50 |  | 380/3 | Shimadzu Mectem | [5 empty] | 1996-08-05
8 | Syn Gas | C-012 P1 | Main L/O Pump for C-012 | Lube Oil | NF30S-112 | 1H7329 |  | 2 | 65 |  | 35 | 4 | 0 |  | -0.5 | FC250 |  |  | 1409 |  |  |  |  | Shimadzu Mectem | [5 empty] | 1996-08-05
9 | Syn Gas | C-012 P2 | Aux L/O Pump for C-012 | Lube Oil | SC30M-112M | 1H7344 |  | 2 | 55-10 |  | 48-150 | 3.1 | 0 |  | -0.5 | FC250 |  |  | 1450 | 1.5 | 50 | 4 | 380/3 | Shimadzu Mectem | [5 empty] | 1996-08-05
10 | Octanol | C-150-P1 | Main L/O Pump for C-150 | Lube Oil | NF30S-112 |  |  | 1.6 |  |  | 35 | 2.5 | 0 |  | -0.5 | FC250 | [6 empty] | - | Shimadzu Mectem | [5 empty] | 1996-08-05
11 | Octanol | C-150-P2 | Aux L/O Pump for C-150 | Lube Oil | SC30M-112M | 1H7345 |  | 2 |  |  | 48-150 | 3.1 | 0 |  |  | FC250 | [7 empty] | Shimadzu Mectem | [5 empty] | 1996-08-05
12 | Octanol | C-412-P1 | Main L/O Pump for C-412 | Lube Oil | NF30S-112 | 1H7327 |  | 2 | 65 |  | 35 | 4 | 0 |  | -0.5 | FC250 |  |  | 1361 |  |  |  |  | Shimadzu Mectem | [5 empty] | 1996-08-05
13 | Octanol | C-412-P2 | Aux L/O Pump for C-412 | Lube Oil | SC30M-112M | 1H73342 |  | 2 | 55-10 |  | 48-750 | 3.1 | 0 |  | -0.5 | FC250 |  |  | 1450 | 1.5 | 50 | 4 | 380/3 | Shimadzu Mectem | [5 empty] | 1996-08-05
Total | [28 empty] | 224000
Note :
Total Equipment |  |  | 13 | [28 empty] | 3 |  | 3 |  |  | 4
[32 empty] | 23.08% |  | 23.08% |  |  | 30.77%
PON
Menu
PON
Menu

## 26
|  |  | EQUIPMENT LIST | [15 empty] | Document No. |  | : MNTC-ME
[19 empty] | Revision |  | : 0
[19 empty] | Date of issue |  | : 2023
PT. PETRO OXO NUSANTARA | [18 empty] | Page |  | : 1 of 1
Agitator
2027-12-31
NO | Area | Item.No | Service | Type | Design Presure | Design Temp. | Spect | Vis. At pump | Material |  |  | RPM | BHP | Motor |  |  | Manufature | category |  | Complex grade | Spare | Instruksi | Price | Installation | Remark | [6 empty] | eAMS
[5 empty] | kgf/cm2G | °C | Gravity | Cp | Casing | Impeller | Shaft |  | KW | Cycle ( HZ ) | Pole | Volt / Phase |  | Score | Grade |  | part | Kerja | USD | Date |  |  |  | History | Date | Rekomendasi S/D 2027 | Action | update
1 | Octanol | A-110 | R-110 | 575-DMR-90 | 23 | 130 | 0.8 |  | 304 | 304 | 304 | 30 | 90 | 50 |  | 380 | Satake Chemical Equipment | 5 | C | * | Klik |  | 84000 |  |  | OP-002 | 110 | Replace mechanical assy | 2022-07-25 |  |  | OK
2 | Octanol | A-102 | D-102 | ST54-G2PR-5.5 | 2 | 50 |  |  | 304 | 304 | 304 | 62 | 5.5 | 50 |  | 380 | Satake Chemical Equipment |  |  |  | Klik |  | 11200 |  |  | OP-002 | 100 | PM 6 month, check lub oil level, check gear box, check external | 2014-08-04 |  | TBM (Time base maintenance) | OK
3 | Octanol | A-230 | D-230 | ST54-G3MR-3.7 | 25 | 50 |  |  | 304L | 304L | 304L | 50 | 3.7 | 50 |  | 380 | Satake Chemical Equipment |  |  |  | Klik |  | 11200 |  |  | OP-010 | 230 | Mech seal leak, overhaul, replace mech seal dia. 140 x 165 seal ring carbon-mating ring assy tungsten carbide (2 set), replace o-ring carbon H139.5 x OD146.5 x t3.5 (2 pcs), replace o-ring shaft sleeve H84.5 x t3.5 (2 pcs), replace o-ring tungsten H104.5 x t5 (2 pcs), replace o-ring gland H155.5 x OD163 x t9.5 (2 pcs), replace oil seal H100 x OD125 (1 pcs) | 2018-10-19 |  | TBM (Time base maintenance) | OK
4 | Octanol | A-310 | Mixer | 570-D5PR-22H | 2 | 100 |  |  | 304 | 304 | 304 | 115 | 22 | 50 |  | 380 | Satake Chemical Equipment | 5 | C | * | Klik |  | 21000 |  |  | OP-011 | 310 | PM, replace bearing 6221 ZZ (1 pcs), bearing 22218 (1 pcs), replace oil seal dia. 135 X 105 X 14, oil seal dia. 145 X 110 X 15, replace gland packing 7 pcs, change oil gear XP 150 (2 pail) | 2022-07-21 |  | 2027 Replace bearing | OK
5 | Octanol | A-311 | Mixer | 570-D5PR-22H | 2 | 105 |  |  | 304 | 304 | 304 | 115 | 22 | 50 |  | 380 | Satake Chemical Equipment | 5 | C | * | Klik |  | 21000 |  |  | OP-011 | 310 | PM, replace bearing 6221 ZZ (1 pcs), bearing 22218 (1 pcs), replace oil seal dia. 135 X 105 X 14, oil seal dia. 145 X 110 X 15, replace gland packing 7 pcs, change oil gear XP 150 (2 pail) | 2022-07-21 |  | 2027 Replace bearing | OK
6 | Syngas | A-022 | Antifoam Solution | DT4503X | ATM | AMB |  |  | 304 | 304 | 304 | 360 | 0.2 | 50 |  | 380 | Taiwan Nikkiso |  |  |  | Klik |  | 2800 |  |  |  | 020 | Noise, replace bearing top 6204 ZZ, replace bearing bottom 6008 ZZ, start amp 0.7 set 1 | 2022-01-25 |  | TBM (Time base maintenance)
6 | Syngas | A-023 | Inhibitor A+B Tank | ST04-GPR-0.2 | ATM | 200 | 0.977 | 0.42 | 304 | 304 | 304 | 200 | 0.2 | 50 |  | 380 | Satake Chemical Equipment |  |  |  | Klik |  | 2800 |  |  | S22 | 020 | PM 6 month, make up grease, check blade, check external | 2014-07-14 |  | TBM (Time base maintenance) | OK
7 | Syngas | A-024 | Inhibitor C+ Aeration | ST04-GPR-0.4 | ATM | 100 | 1 | 1.744 | 304 | 304 |  | 100 | 0.4 | 50 |  | 380 | Satake Chemical Equipment |  |  |  | Klik |  | 2800 |  |  | S22 | 020 | PM 6 month, check external, check blade | 2014-10-06 |  | TBM (Time base maintenance) | OK
8 | Syngas | A-011 | Phospate Tank | ST04-GPR-0.2 | ATM | 100 | 1 | 0.8 | 304 | 304 | 304 | 100 | 0.2 | 50 |  | 380 | Satake Chemical Equipment |  |  |  | Klik |  | 2800 |  |  | S4 | 010 | PM 6 month, make up grease, check blade, check gear box | 2014-07-08 |  | TBM (Time base maintenance) | OK
9 | Utility | A-815 | No.1 Clarifier Rake | Center drive | Full water | 50 | 1.05 | 10 |  | CS + tar Epoxy |  |  |  | 50 |  | 380 |  |  |  |  | Klik |  |  |  |  | U07 | 800 | PM 6 month, check lub oil level, make up grease, check bolt | 2014-12-01 |  | TBM (Time base maintenance)
10 | Utility | A-821 | No.2 Clarifier Rake | Center drive | Full water | 50 | 1.05 | 10 |  | CS + tar Epoxy |  |  |  | 50 |  | 380 |  |  |  |  | Klik |  | 7000 |  |  | U08 | 800 | PM 6 month, make up grease, check external, check bolt | 2014-12-08 |  | TBM (Time base maintenance)
12 | Utility | A-832 | [18 empty] | Klik |  |  |  | NONACTIVE |  | 800 |  |  |  | TBM (Time base maintenance)
11 | Utility | A-833 | Nutrient Dissolving | ST14-GPR-1.5 | Full water | 50 | 1.1 | 2 |  | 304 | 304 |  |  | 50 |  | 380 | Satake Chemical Equipment |  |  |  | Klik |  | 7000 |  |  | U09 | 800 | PM 6 month, check blade, check bolt & nut, cleaning external | 2014-06-16 |  | TBM (Time base maintenance)
14 | Utility | A-834 | Agitator-No.1 Polymer Dissolving | KTM33A-300-0.2 / DT4505X | Full water | 50 |  |  | 304 | 304 | 304 | 300 | 0.2 | 50 |  | 380 | Taiwan Nikkiso |  |  |  | Klik | [5 empty] | 800 | Stop operated | 2009-07-21 |  | TBM (Time base maintenance) | OK
15 | Utility | A-835 A | Agitator-No.2 Polymer Dissolving |  | Full water | 50 |  |  | 304 | 304 | 304 | 300 | 0.2 | 50 |  | 380 | Taiwan Nikkiso |  |  |  | Klik |  | 7000 |  |  |  | 800 | Stop operated | 2009-12-10 |  | TBM (Time base maintenance) | OK
16 | Utility | A-835 B | Agitator-No.2 Polymer Dissolving |  | Full water | 50 |  |  | 304 | 304 | 304 | 300 | 0.2 | 50 |  | 380 | Taiwan Nikkiso |  |  |  | Klik |  | 7000 |  |  |  | 800 | Stop operated | 2009-12-10 |  | TBM (Time base maintenance) | OK
17 | Utility | A-921 | [18 empty] | Klik |  |  |  | NONACTIVE |  | 920 | replace bearing bottom 6204 ZZ (1 pcs), running OK Amp:0.9 Set:1.0 | 2020-12-19 |  | TBM (Time base maintenance)
Total | [22 empty] | 187600
Note :
Total Equipment |  |  | 17 | [22 empty] | 11 |  | 16 |  |  |  | 11
[26 empty] | 64.71% |  | 94.12% |  |  |  | 64.71%
PON PON
Menu
PON PON
Menu
PON PON
Menu

## 25-6
CABLE SCHEDULE
NO | CABLE NO | FROM | TO | CABLE SPEC | kW/kVA | CABLE LENGTH | GLAND HUB SIZE | GLAND TYPE | CONDUIT SIZE | AREA | REMARKS
1 | B-011-P | MV-SWGR | B-011 | 3.6/6KV CESWAZE 3c-16sq | 260 | 325 | 2 | D (Ex) | 3 | SYN
2 | B-011-C1 | MV-SWGR | B-011 | 0.6/1KV EESWAZE 7c-2.5sq |  | 325 | 3/4 | A (Ex) | 1 1/4 | SYN
3 | B-011-C2 | MV-SWGR | I/F | 0.6/1KV EESWAZE 9c-2.5sq |  | 50 | — | B | 1 1/4 | IN S/S
4 | B-011-H | MV-SWGR | B-011 | 0.6/1KV EESWAZE 2c-4sq |  | 325 | 3/4 | A (Ex) | 1 | SYN
5 | B-011B-P | MCC-3 | B-011B | 0.6/1KV EESWAZE 3c-35sq | 35 | 260 | 1 1/4 | C (Ex) | 2 | SYN
6 | B-011B-C1 | MCC-3 | B-011B | 0.6/1KV EESWAZE 5c-2.5sq |  | 260 | 3/4 | A (Ex) | 1 1/4 | SYN
7 | B-011B-C2 | MCC-3 | I/F | 0.6/1KV EESWAZE 7c-2.5sq |  | 65 | - | - | 1 1/4 | IN S/S
8 | C-011/018-P | MV-SWGR | C-011/018 | 3.6/6KV CESWAZE 3c-I85sq | 2050 | 266 | 3 | F (Ex) | 5 | SYN
9 | C-011/018-C1 | MV-SWGR | C-011/018 | 0.6/1KV EESWAZE 7c-2.5sq |  | 266 | 3/4 | A (Ex) | 1 1/4 | SYN | A
10 | C-011/018-C2 | MV-SWGR | I/F | 0.6/1KV EESWAZE 9c-2.5sq |  | 50 | — | B | 1 1/4 | IN S/S
11 | C-011/018-H | MV-SWGR | C-011/018 | 0.6/1KV EESWAZE 2c-4sq |  | 266 | 3/4 | A (Ex) | 1 | SYN
12 | C-011/018-CT | MV-SWGR | C-011/018 | 0.6/1 KV EESWAZE 5c-2.5sq |  | 266 | 3/4 | A (Ex) | 1 1/4 | SYN
13 | B-012-P | MV-SWGR | B-012 | 3.6/6KV CESWAZE 3c-IBsq | 260 | 320 | 2 | D (Ex) | 3 | SYN
14 | B-012-C1 | MV-SWGR | B-012 | 0.6/1KV EESWAZE 7c-2.5sq |  | 320 | 3/4 | A (Ex) | 1 1/4 | SYN
15 | B-012-C2 | MV-SWGR | I/F | 0.6/1KV EESWAZE 9c-2.5sq |  | 50 | _ | B | 1 1/4 | IN S/S
16 | B-012-H | MV-SWGR | B-012 | 0.6/1KV EESWAZE 2c-4sq |  | 320 | 3/4 | A (Ex) | 1 | SYN
17 | C-012-P | MV-SWGR | C-012 | 3.6/6KV CESWAZE 3c-16sq | 220 | 255 | 2 | D (Ex) | 3 | SYN
18 | C-012-C1 | MV-SWGR | C-012 | 0.6/1KV EESWAZE 7c-2.5sq |  | 255 | 3/4 | A (Ex) | 1 1/4 | SYN
19 | C-012-C2 | MV-SWGR | I/F | 0.6/1KV EESWAZE 9c-2.5sq |  | 50 | _ | B | 1 1/4 | IN S/S
20 | C-012-H | MV-SWGR | C-012 | 0.6/1KV EESWAZE 2c-4sq |  | 255 | 3/4 | A (Ex) | 1 | SYN
21 | P-411A-P | MV-SWGR | P-411A | 3.6/6KV CESWAZE 3c-16sq | 155 | 180 | 2 | D (Ex) | 3 | SYN
22 | P-411A-C1 | MV-SWGR | P-411A | 0.6/1KV EESWAZE 7c-2.5sq |  | 180 | 3/4 | A (Ex) | 1 1/4 | SYN | A
23 | P-411A-C2 | MV-SWGR | I/F | 0.6/1KV EESWAZE 9c-2.5sq |  | 50 | _ | B | 1 1/4 | IN S/S
24 | P-411A-H | MV-SWGR | P-411A | 0.6/1KV EESWAZE 2c-4sq |  | 180 | 3/4 | A (Ex) | 1 | SYN
25 | P-411B-P | MV-SWGR | P-411B | 3.6/6KV CESWAZE 3c-16sq | 155 | 180 | 2 | D (Ex) | 3 | SYN
26 | P-411B-C1 | MV-SWGR | P-411B | 0.6/1KV EESWAZE 7c-2.5sq |  | 180 | 3/4 | A (Ex) | 1 1/4 | SYN | A
27 | P-411B-C2 | MV-SWGR | I/F | 0.6/1KV EESWAZE 9c-2.5sq |  | 50 | _ | B | 1 1/4 | IN S/S
28 | P-411B-H | MV-SWGR | P-411B | 0.6/1KV EESWAZE 2c-4sq |  | 180 | 3/4 | A (Ex) | 1 | SYN
29 | P-411B-P | MV-SWGR | P-411B | 3.6/6KV CESWAZE 3c-16sq | 155 | 180 | 2 | D (Ex) | 3 | SYN
30 | P-411B-C1 | MV-SWGR | P-411B | 0.6/1KV EESWAZE 7c-2.5sq |  | 180 | 3/4 | A (Ex) | 1 1/4 | SYN | A
31 | P-411B-C2 | MV-SWGR | I/F | 0.6/1KV EESWAZE 9c-2.5sq |  | 50 | _ | B | 1 1/4 | IN S/S
32 | P-411B-H | MV-SWGR | P-411B | 0.6/1KV EESWAZE 2c-4sq |  | 180 | 3/4 | A (Ex) | 1 | SYN
33 | C-412-P | MV-SWGR | C-412 | 3.6/6KV CESWAZE 3c-25sq | 570 | 210 | 2 | D (Ex) | 3 | SYN
34 | C-412-C1 | MV-SWGR | C-412 | 0.6/1 KV EESWAZE 7c-2.5sq |  | 210 | 3/4 | A (Ex) | 1 1/4 | SYN | A
35 | C-412-C2 | MV-SWGR | I/F | 0.6/1KV EESWAZE 9c-2.5sq |  | 50 | — | B | 1 1/4 | IN S/S
36 | C-412-H | MV-SWGR | C-412 | 0.6/1KV EESWAZE 2c-4sq |  | 210 | 3/4 | A (Ex) | 1 | SYN
37 | C-412-P3-P | MCC-3 | C-412 P3 | 0.6/1KV EESWAZE 3c-4sq | 1.1 | 130
38 | C-412-C1 | MCC-3 | C-412 P3 | 0.6/1KV EESWAZE 5c-2.5sq |  | 130
39 | C-412-C2 | MCC-3 | I/F | 0.6/1KV EESWAZE 5c-2.5sq |  | 50
40 | P-751A-P1 | MV-SWGR | LOCAL S.P | 3.6/6KV CESWAZE 3c-16sq | 260 | 76 | 2 | C2 | 3 ' | OFF SITE
41 | P-751A-H | MV-SWGR | LOCAL S.P | 0.6/1KV EESWAZE 2c-4sq |  | 76 | 3/4 | A | 1 | OFF SITE
42 | P-751A-P2 | LOCAL S.P | P-751A | 3.6/6KV CESWAZE 3c-16sq |  | 10 | 2 | C2 | 3 | OFF SITE
43 | P-757-P | MCC-3 | P-757 | 0.6/1KV EESWAZE 3c-50sq | 45 |  | 1 | B (Ex) | 1 1/4 | UTILITY
44 | P-757-C1 | RECEPTACLE 1PH | P-757 LOCAL PANEL | 0.6/1KV EESWAZE 2c-2.5sq |  | 100 | 3/4 | A (Ex) | 1 1/4 | UTILITY
45 | P-758-P | MCC-3 | P-758 | 0.6/1KV EESWAZE 3c-35sq | 37 |  | 1 1/4 | C (Ex) | 2 | UTILITY
46 | P-758-C1 | RECEPTACLE 1PH | P-758 LOCAL PANEL | 0.6/1KV EESWAZE 2c-2.5sq |  |  | 3/4 | A (Ex) | 1 1/4 | UTILITY
47 | P-941A-P | MV-SWGR | P-941A | 3.6/6KV CESWAZE 3c-16sq | 285 | 150 | 1 1/2 | C2 | 3 | UTILITY
48 | P-941A-C1 | MV-SWGR | P-941A | 0.6/1KV EESWAZE 7c-2.5sq |  | 150 | 3/4 | A | 1 1/4 | UTILITY
49 | P-941A-C2 | MV-SWGR | I/F | 0.6/1KV EESWAZE 9c-2.5sq |  | 50 | _ | B | 1 1/4 | IN S/S
50 | P-941A-H | MV-SWGR | P-941A | 0.6/1KV EESWAZE 2c-4sq |  | 150 | 3/4 | A | 1 | UTILITY
51 | P-941B-P | MV-SWGR | P-941B | 3.6/6KV CESWAZE 3c-16sq | 430 | 144 | 1 1/2 | C2 | 3 | UTILITY
52 | P-941B-C1 | MV-SWGR | P-941B | 0.6/1KV EESWAZE 7c-2.5sq |  | 144 | 3/4 | A | 1 1/4 | UTILITY
53 | P-941B-C2 | MV-SWGR | I/F | 0.6/1KV EESWAZE 9c-2.5sq |  | 50 | _ | B | 1 1/4 | IN S/S
54 | P-941B-H | MV-SWGR | P-941B | 0.6/1KV EESWAZE 2c-4sq |  | 144 | 3/4 | A | 1 | UTILITY
55 | P-941C-P | MV-SWGR | P-941C | 3.6/6KV CESWAZE 3c-50sq | 430 | 200 | 1 1/2 | C2 | 3 | UTILITY
56 | P-941C-C1 | MV-SWGR | P-941C | 0.6/1KV EESWAZE 7c-2.5sq |  | 200 | 3/4 | A | 1 1/4 | UTILITY
57 | P-941C-C2 | MV-SWGR | I/F | 0.6/1KV EESWAZE 9c-2.5sq |  | 50 | _ | B | 1 1/4 | IN S/S
58 | P-941C-H | MV-SWGR | P-941C | 0.6/1KV EESWAZE 3c-4sq |  | 200 | 3/4 | A | 1 | UTILITY
59 | 20kV INCOM-P1 | TIE IN PNL | HV-SWGR | 12/20KV CESWAZE 3c-I50sq | 11.5 MVA | 265 | 3 1/2 | SPECIAL | 6 | M.SUB
60 | 20kV INC0M-P2 | TIE IN PNL | HV-SWGR | 12/2QKV CESWAZE 3c-I50sq | 11.5 MVA | 265 | 3 1/2 | SPECIAL | 6 | M.SUB
61 | TR-M-P1 | HV-SWGR | TR-M | 12/20KV CESWAZE 3c-150sq | 11.5 MVA | 30 | 3 1/2 | SPECIAL | 6 | M.SUB
62 | TR-M-P2 | HV-SWGR | TR-M | 12/20KV CESWAZE 3c-l50sq | 11.5 MVA | 30 | 3 1/2 | SPECIAL | 6 | M.SUB
63 | TR-M-C1 | HV-SWGR | MV-SWGR | 0.6/1KV EESWAZE 5c-2.5sq |  | 30 | 3/4 | A | 1 1/4 | M.SUB | -87
64 | TR-M-C2 | HV-SWGR | TR-M | 0.6/1KV EESWAZE 12c-2.5sq |  | 30 | 1 | B | 1 1/4 | M.SUB
65 | TR-M-C3 | HV-SWGR | I/F (DCS) | 0.6/1KV EESWAZE 9c-2.5sq |  | 50 | 1 | B | 1 1/4 | M.SUB
66 | NGR-P | TR-M | NGR | 6KV CEZE lc-50sq | 100A | 15 | 1 1/4 | C | 2 | M.SUB
67 | NGR-C1 | MV-SWGR | NGR | 0.6/1KV EESWAZE 5c-2.5sq |  | 30 | 3/4 | A | 1 1/4 | M.SUB | (51G)
68 | HV-SWGR-TD1 | HV-SWGR | I/F (DCS) | (IP-1.0 sq) |  | 50 |  |  |  | M.SUB | (A)
69 | HV-SWGR-TD2 | HV-SWGR | I/F (DCS) | (IP-1.0 sq) |  | 50 |  |  |  | M.SUB | (W)
70 | HV-SWGR-TD3 | HV-SWGR | I/F (DCS) | (IP-1.0 sq) |  | 50 |  |  |  | M.SUB | (V)
71 | TR-l-P | MV-SWGR | TR-1 | 3.6/6KV CE5WAZE 3c-l20sq | 2000kVA | 30 | 2 1/2 | E | 4 | M.SUB
72 | TR-1-C1 | MV-SWGR | TR-1 | 0.6/1KV EESWAZE 9c-2.5sq |  | 30 | 1 | B | 1 1/4 | M.SUB
73 | TR-2-P | MV-SWGR | TR-2 | 3.6/6KV CESWAZE 3c-120sq | 2000kVA | 210 | 2 1/2 | E | 4 | L.SUB
74 | TR-2-C1 | MV-SWGR | TR-2 | 0.6/1KV EESWAZE 9c-2.5sq |  | 210 | 1 | B | 1 1/4 | L.SUB
75 | TR-3-P | MV-SWGR | TR-3 | 3.6/6KV CESWAZE 3c-I20sd | 2000kVA | 210 | 2 1/2 | E | 4 | L.SUB
76 | TR-3-C1 | MV-SWGR | TR-3 | 0.6/1KV EESWAZE 9c-2.5sq |  | 210 | 1 | B | 1 1/4 | L.SUB
77 | TR-6-P | MV-SWGR | TR-6 | 3.6/6KV CESWAZE 3c-70mm | lOOOkVA | 210 | 1 1/2 | C2 | 3 | L.SUB
78 | TR-6-C1 | MV-SWGR | TR-6 | 0.6/1KV EESWAZE 9c-2.5sq |  | 210 | 1 | B | 1 1/4 | L.SUB
79 | PC-l-P | MV-SWGR | PC-1 | 3.6/6KV CESWAZE 3c-l20sq | 2100kVar | 50 | 2 1/2 | E | 4 | M.SUB
80 | PC-2-P | PC-1 | PC-2 | 3.6/6KV CESWAZE 3e-120sq |  | 10 | 2 1/2 | E | 4 | M.SUB
81 | PC-3-P | PC-2 | PC-3 | 3.6/6KV CESWAZE 3c-120sq |  | 10 | 2 1/2 | E | 4 | M.SUB
82 | PC-l-C | MV-SWGR | PC-1 | 0.6/1KV EESWAZE 9c-2.5sq |  | 50 | 1 | B | 1 1/4 | L.SUB
83 | PC-2-C | MV-SWGR | PC-2 | 0.6/1KV EESWAZE 9c-2.5sq |  | 50 | 1 | B | 1 1/4 | L.SUB
84 | PC-3-C | MV-SWGR | PC-3 | 0.6/1KV EESWAZE 9c-2.5sq |  | 50 | 1 | B | 1 1/4 | L.SUB
85 | MV-SWGR-C1 | MV-SWGR | I/F (DCS) | 0.6/1KV EESWAZE 5c-2.5sq |  | 50 | - | - | - | M.SUB
86 | MV-SWGR-TD1 | MV-SWGR | I/F (DCS) | (IP-1.0 sq) x 16 |  | 50 x 16 | - | - | - | M.SUB | (A)
87 | P-752-P | MCC-1A | P-752 CONT. PANEL | 0.6/1KV EESWAZE 3c-16sq | 22 | 115 | 1 | B | 1 1/2 | OFF SITE
88 | B-811A-P | MCC-1A | B-811A | 0.6/1KV EESWAZE 3c-16sq | 18.5 | 180 | 1 | B | 1 1/2 | W/WATER
89 | B-811A-C1 | MCC-1A | B-811A | 0.6/1KV EESWAZE 5c-2.5sq |  | 180 | 3/4 | A | 1 1/4 | W/WATER
90 | B-811A-C2 | MCC-1A | I/F | 0.6/1KV EESWAZE 5c-2.5sq |  | 50 | - | - | 1 1/4 | IN S/S
91 | B-811B-P | MCC-1A | B-811B | 0.6/1KV EESWAZE 3c-16sq | 18.5 | 180 | 1 | B | 1 1/2 | W/WATER
92 | B-811B-C1 | MCC-1A | B-811B | 0.6/1KV EESWAZE 5c-2.5sq |  | 180 | 3/4 | A | 1 1/4 | W/WATER
93 | B-811B-C2 | MCC-1A | I/F | 0.6/1KV EESWAZE 5c-2.5sq |  | 50 | - | - | 1 1/4 | IN S/S
94 | P-811-P | MCC-1B | P-811 | 0.6/1KV EESWAZE 3c-4sq | 1.5 | 180 | 3/4 | A | 1 1/4 | W/WATER
95 | P-811-C1 | MCC-1B | P-811 | 0.6/1KV EESWAZE 5c-2.5sq |  | 180 | 3/4 | A | 1 1/4 | W/WATER
96 | P-811-C2 | MCC-1B | I/F | 0.6/1KV EESWAZE 5c-2.5sq |  | 50 | - | - | 1 1/4 | IN S/S
97 | A-815-P | MCC-1B | A-815 | 0.6/1KV EESWAZE 3c-4sq | 0.2 | 170 | 3/4 | A | 1 1/4 | W/WATER
98 | A-815-C1 | MCC-1B | A-815 | 0.6/1KV EESWAZE 5c-2.5sq |  | 170 | 3/4 | A | 1 1/4 | W/WATER
99 | A-815-C2 | MCC-1B | I/F | 0.6/1KV EESWAZE 5c-2.5sq |  | 50 | - | - | 1 1/4 | IN S/S
100 | P-815A-P | MCC-1B | P-815A | 0.6/1KV EESWAZE 3c-4sq | 1.1 | 165 | 3/4 | A | 1 1/4 | W/WATER
101 | P-815A-C1 | MCC-1B | P-815A | 0.6/1KV EESWAZE 5c-2.5sq |  | 165 | 3/4 | A | 1 1/4 | W/WATER
102 | P-815A-C2 | MCC-1B | I/F | 0.6/1KV EESWAZE 5c-2.5sq |  | 50 | - | - | 1 1/4 | IN S/S
103 | P-815B-P | MCC-1B | P-815 | 0.6/1KV EESWAZE 3c-4sq | 1.5 | 165 | 3/4 | A | 1 1/4 | W/WATER
104 | P-815B-C1 | MCC-1B | P-815 | 0.6/1KV EESWAZE 5c-2.5sq |  | 165 | 3/4 | A | 1 1/4 | W/WATER
105 | P-815B-C2 | MCC-1B | I/F | 0.6/1KV EESWAZE 5c-2.5sq |  | 50 | - | - | 1 1/4 | IN S/S
106 | P-816-P | MCC-1B | P-816 | 0.6/1KV EESWAZE 3c-4sq | 3.7 | 180 | 3/4 | A | 1 1/4 | W/WATER
107 | P-816-C1 | MCC-1B | P-816 | 0.6/1KV EESWAZE 5c-2.5sq |  | 180 | 3/4 | A | 1 1/4 | W/WATER
108 | P-816-C2 | MCC-1B | I/F | 0.6/1KV EESWAZE 7c-2.5sq |  | 50 | - | - | 1 1/4 | IN S/S
109 | P-817-P | MCC-1B | P-817 | 0.6/1KV EESWAZE 3c-4sq | 0.55 | 165 | 3/4 | A | 1 1/4 | W/WATER
110 | P-817-C1 | MCC-1B | P-817 | 0.6/1KV EESWAZE 5c-2.5sq |  | 165 | 3/4 | A | 1 1/4 | W/WATER
111 | P-817-C2 | MCC-1B | I/F | 0.6/1KV EESWAZE 7c-2.5sq |  | 50 | - | - | 1 1/4 | IN S/S
112 | P-819-P | MCC-1B | P-819 | 0.6/1KV EESWAZE 3c-6sq | 5.5 | 150 | 3/4 | A | 1 1/4 | W/WATER
113 | P-819-C1 | MCC-1B | P-819 | 0.6/1KV EESWAZE 5c-2.5sq |  | 150 | 3/4 | A | 1 1/4 | W/WATER
114 | P-819-C2 | MCC-1B | I/F | 0.6/1KV EESWAZE 7c-2.5sq |  | 50 | - | - | 1 1/4 | IN S/S
115 | P-820-P | MCC-1B | P-820 | 0.6/1KV EESWAZE 3c-4sq | 0.55 | 155 | 3/4 | A | 1 1/4 | W/WATER
116 | P-820-C1 | MCC-1B | P-820 | 0.6/1KV EESWAZE 5c-2.5sq |  | 155 | 3/4 | A | 1 1/4 | W/WATER
117 | P-820-C2 | MCC-1B | I/F | 0.6/1KV EESWAZE 7c-2.5sq |  | 50 | - | - | 1 1/4 | IN S/S
118 | A-821-P | MCC-1B | A-821 | 0.6/1KV EESWAZE 3c-4sq | 0.2 | 180 | 3/4 | A | 1 1/4 | W/WATER
119 | A-821-C1 | MCC-1B | A-821 | 0.6/1KV EESWAZE 5c-2.5sq |  | 180 | 3/4 | A | 1 1/4 | W/WATER
120 | A-821-C2 | MCC-1B | I/F | 0.6/1KV EESWAZE 5c-2.5sq |  | 50 | - | - | 1 1/4 | IN S/S
121 | P-821-P | MCC-1B | P-821 | 0.6/1KV EESWAZE 3c-4sq | 0.55 | 155 | 3/4 | A | 1 1/4 | W/WATER
122 | P-821-Cl | MCC-1B | P-821 | 0.6/1KV EESWAZE 5c-2.5sq |  | 155 | 3/4 | A | 1 1/4 | W/WATER
123 | P-821-C2 | MCC-1B | I/F | 0.6/1KV EESWAZE 5c-2.5sq |  | 50 | - | - | 1 1/4 | IN S/S
124 | P-822-P | MCC-1B | P-822 | 0.6/1KV EESWAZE 3c-4sq | 0.75 | 160 | 3/4 | A | 1 1/4 | W/WATER
125 | P-822-C1 | MCC-1B | P-822 | 0.6/1KV EESWAZE 5c-2.5sq |  | 160 | 3/4 | A | 1 1/4 | W/WATER
126 | P-822-C2 | MCC-1B | I/F | 0.6/1KV EESWAZE 7c-2.5sq |  | 50 | - | - | 1 1/4 | IN S/S
127 | P-823-P | MCC-1B | P-823 | 0.6/1KV EESWAZE 3c-4sq | 0.75 | 210 | 3/4 | A | 1 1/4 | W/WATER
128 | P-823-C1 | MCC-1B | P-823 | 0.6/1KV EESWAZE 5c-2.5sq |  | 210 | 3/4 | A | 1 1/4 | W/WATER
129 | P-823-C2 | MCC-1B | I/F | 0.6/1KV EESWAZE 5c-2.5sq |  | 50 | - | - | 1 1/4 | IN S/S
130 | P-831A-P | MCC-1B | P-831A | 0.6/1KV EESWAZE 3c-4sq | 1.5 | 220 | 3/4 | A | 1 1/4 | W/WATER
131 | P-831A-C1 | MCC-1B | P-831A | 0.6/1KV EESWAZE 5c-2.5sq |  | 220 | 3/4 | A | 1 1/4 | W/WATER
132 | P-831A-C2 | MCC-1B | I/F | 0.6/1KV EESWAZE 5c-2.5sq |  | 50 | - | - | 1 1/4 | IN S/S
133 | P-831B-P | MCC-1B | P-831B | 0.6/1KV EESWAZE 3c-4sq | 1.5 | 220 | 3/4 | A | 1 1/4 | W/WATER
134 | P-831B-C1 | MCC-1B | P-831B | 0.6/1KV EESWAZE 5c-2.5sq |  | 220 | 3/4 | A | 1 1/4 | W/WATER
135 | P-831B-C2 | MCC-1B | I/F | 0.6/1KV EESWAZE 5c-2.5sq |  | 50 | - | - | 1 1/4 | IN S/S
136 | S-831-P | MCC-1B | S-831 | 0.6/1KV EESWAZE 3c-4sq | 2.2 | 210 | 3/4 | A | 1 1/4 | W/WATER
137 | S-831-C1 | MCC-1B | S-831 | 0.6/1KV EESWAZE 5c-2.5sq |  | 210 | 3/4 | A | 1 1/4 | W/WATER
138 | S-831-C2 | MCC-1B | I/F | 0.6/1KV EESWAZE 5c-2.5sq |  | 50 | - | - | 1 1/4 | IN S/S
139 | S-831-C3 | MCC-1B | MOTION DETECTOR | 0.6/1KV EESWAZE 3c-2.5sq |  | 210 | 3/4 | O | 1 | W/WATER
140 | P-832A-P | MCC-1B | P-832A | 0.6/1KV EESWAZE 3c-4sq | 3.7 | 215 | 3/4 | A | 1 1/4 | W/WATER
141 | P-832A-C1 | MCC-1B | P-832A | 0.6/1KV EESWAZE 5c-2.5sq |  | 215 | 3/4 | A | 1 1/4 | W/WATER
142 | P-832A-C2 | MCC-1B | I/F | 0.6/1KV EESWAZE 5c-2.5sq |  | 50 | - | - | 1 1/4 | IN S/S
143 | P-832B-P | MCC-1B | P-832B | 0.6/1KV EESWAZE 3c-4sq | 4 | 215 | 3/4 | A | 1 1/4 | W/WATER
144 | P-832 B-Cl | MCC-1B | P-832B | 0.6/1KV EESWAZE 5c-2.5sq |  | 215 | 3/4 | A | 1 1/4 | W/WATER
145 | P-832B-C2 | MCC-1B | I/F | 0.6/1KV EESWAZE 5c-2.5sq |  | 50 | - | - | 1 1/4 | IN S/S
146 | A-833-P | MCC-1B | A-833 | 0.6/1KV EESWAZE 3c-4sq | 1.5 | 175 | 3/4 | A | 1 1/4 | W/WATER
147 | A-833-C1 | MCC-1B | A-833 | 0.6/1KV EESWAZE 5c-2.5sq |  | 175 | 3/4 | A | 1 1/4 | W/WATER
148 | A-833-C2 | MCC-1B | I/F | 0.6/1KV EESWAZE 5c-2.5sq |  | 50 | - | - | 1 1/4 | IN S/S
149 | P-833-P | MCC-1B | P-833 | 0.6/1KV EESWAZE 3c-4sq | 0.37 | 175 | 3/4 | A | 1 1/4 | W/WATER
150 | P-833-C1 | MCC-1B | P-833 | 0.6/1KV EESWAZE 5c-2.5sq |  | 175 | 3/4 | A | 1 1/4 | W/WATER
151 | P-833-C2 | MCC-1B | I/F | 0.6/1KV EESWAZE 5c-2.5sq |  | 50 | - | - | 1 1/4 | IN S/S
152 | A-834-P | MCC-1B | A-834 | 0.6/1KV EESWAZE 3c-4sq | 0.2 | 210 | 3/4 | A | 1 1/4 | W/WATER
153 | A-834-C1 | MCC-1B | A-834 | 0.6/1KV EESWAZE 5c-2.5sq |  | 210 | 3/4 | A | 1 1/4 | W/WATER
154 | A-834-C2 | MCC-1B | I/F | 0.6/1KV EESWAZE 5c-2.5sq |  | 50 | - | - | 1 1/4 | IN S/S
155 | P-834-P | MCC-1B | P-834 | 0.6/1KV EESWAZE 3c-4sq | 0.75 | 210 | 3/4 | A | 1 1/4 | W/WATER
156 | P-834-C1 | MCC-1B | P-834 | 0.6/1KV EESWAZE 5c-2.5sq |  | 210 | 3/4 | A | 1 1/4 | W/WATER
157 | P-834-C2 | MCC-1B | I/F | 0.6/1KV EESWAZE 7c-2.5sq |  | 50 | - | - | 1 1/4 | IN S/S
158 | A-835A-P | MCC-1B | A-835A | 0.6/1KV EESWAZE 3c-4sq | 0.2 | 205 | 3/4 | A | 1 1/4 | W/WATER
159 | A-835A-C1 | MCC-1B | A-835A | 0.6/1KV EESWAZE 5c-2.5sq |  | 205 | 3/4 | A | 1 1/4 | W/WATER
160 | A-835A-C2 | MCC-1B | I/F | 0.6/1KV EESWAZE 5c-2.5sq |  | 50 | - | - | 1 1/4 | IN S/S
161 | A-835B-P | MCC-1B | A-835B | 0.6/1KV EESWAZE 3c-4sq | 0.2 | 205 | 3/4 | A | 1 1/4 | W/WATER
162 | A-835B-C1 | MCC-1B | A-835B | 0.6/1KV EESWAZE 5c-2.5sq |  | 205 | 3/4 | A | 1 1/4 | W/WATER
163 | A-835B-C2 | MCC-1B | I/F | 0.6/1KV EESWAZE 5c-2.5sq |  | 50 | - | - | 1 1/4 | IN S/S
164 | P-835-P | MCC-1B | P-835 | 0.6/1KV EESWAZE 3c-4sq | 0.25 | 205 | 3/4 | A | 1 1/4 | W/WATER
165 | P-835-C1 | MCC-1B | P-835 | 0.6/1KV EESWAZE 5c-2.5sq |  | 205 | 3/4 | A | 1 1/4 | W/WATER
166 | P-835-C2 | MCC-1B | I/F | 0.6/1KV EESWAZE 7c-2.5sq |  | 50 | - | - | 1 1/4 | IN S/S
167 | P-851A-P | MCC-1B | P-851A | 0.6/1KV EESWAZE 3c-l0sq | 11 | 235 | 1 | B | 1 1/4 | 2EH
168 | P-851A-C1 | MCC-1B | P-851A | 0.6/1KV EESWAZE 5c-2.5sq |  | 235 | 3/4 | A | 1 1/4 | 2EH
169 | P-851A-C2 | MCC-1B | I/F | 0.6/1KV EESWAZE 5c-2.5sq |  | 50 | - | - | 1 1/4 | IN S/S
170 | P-851B-P | MCC-1B | P-851B | 0.6/1KV EESWAZE 3c-6sq | 5.5 | 235 | 3/4 | A | 1 1/4
171 | P-851B-C1 | MCC-1B | P-851B | 0.6/1KV EESWAZE 5c-2.5sq |  | 235 | 3/4 | A | 1 1/4
172 | P-851B-C2 | MCC-1B | I/F | 0.6/1KV EESWAZE 7c-2.5sq |  | 50 | - | - | 1 1/4 | IN S/S
173 | P-852A-P | MCC-1B | P-852A | 0.6/1KV EESWAZE 3c-4sq | 3.7 | 195 | 3/4 | A | 1 1/4 | W/WATER
174 | P-852A-C1 | MCC-1B | P-852A | 0.6/1KV EESWAZE 5c-2.5sq |  | 195 | 3/4 | A | 1 1/4 | W/WATER
175 | P-852A-C2 | MCC-1B | I/F | 0.6/1KV EESWAZE 7c-2.5sq |  | 50 | - | - | 1 1/4 | IN S/S
176 | P-852A-C3 | MCC-1B | I/F (LCP) | 0.6/1KV EESWAZE 3c-2.5sq |  | 50 | - | - | 1 | IN S/S
177 | P-852A/B-C4 | MCC-1B-3M | MCC-1B-30 | 0.6/1KV EESWAZE 5c-2.5sq |  | 1 | - | - | 1 1/4 | IN S/S
178 | P-852B-P | MCC-1B | P-852B | 0.6/1KV EESWAZE 3c-4sq | 3.7 | 195 | 3/4 | A | 1 1/4 | W/WATER
179 | P-852B-C1 | MCC-1B | P-852B | 0.6/1KV EESWAZE 5c-2.5sq |  | 195 | 3/4 | A | 1 1/4 | W/WATER
180 | P-852B-C2 | MCC-1B | I/F | 0.6/1KV EESWAZE 7c-2.5sq |  | 50 | - | - | 1 1/4 | IN S/S
181 | P-852B-C3 | MCC-1B | I/F (LCP) | 0.6/1KV EESWAZE 3c-2.5sq |  | 50 | - | - | 1 | IN S/S
182 | P-853A-P | MCC-1B | P-853A | 0.6/1KV EESWAZE 3c-6sq | 5.5 | 190 | 3/4 | A | 1 1/4 | W/WATER
183 | P-853A-C1 | MCC-1B | P-853A | 0.6/1KV EESWAZE 5c-2.5sq |  | 190 | 3/4 | A | 1 1/4 | W/WATER
184 | P-853A-C2 | MCC-1B | I/F | 0.6/1KV EESWAZE 5c-2.5sq |  | 50 | - | - | 1 1/4 | IN S/S
185 | P-853B-P | MCC- | P-853B | NYFGBY 0.6/1KV 3c - 10sq |  | 210
186 | P-855B-P | MCC-1B | P-855B | 0.6/1KV EESWAZE 3c-6sq | 5.5 | 210 | 3/4 | A | 1 1/4
187 | P-855B-C1 | MCC-1B | P-855B | 0.6/1KV EESWAZE 5c-2.5sq |  | 210 | 3/4 | A | 1 1/4
188 | P-855A-P | MCC-1B | P-855A | 0.6/1KV EESWAZE 3c-6sq | 5.5 | 210 | 3/4 | A | 1 1/4
189 | P-855A-C1 | MCC-1B | P-855A | 0.6/1KV EESWAZE 5c-2.5sq |  | 210 | 3/4 | A | 1 1/4
190 | P-854A-P | MCC-1B | P-854A | 0.6/1KV EESWAZE 3c-4sq | 2.2 | 190 | 3/4 | A | 1 1/4 | W/WATER
191 | P-854A-C1 | MCC-1B | P-854A | 0.6/1KV EESWAZE 5c-2.5sq |  | 190 | 3/4 | A | 1 1/4 | W/WATER
192 | P-854A-C2 | MCC-1B | I/F | 0.6/1KV EESWAZE 7c-2.5sq |  | 50 | - | - | 1 1/4 | IN S/S
193 | P-854A-C3 | MCC-1B | I/F (LCP) | 0.6/1KV EESWAZE 3c-2.5sq |  | 50 | - | - | 1 | IN S/S
194 | P-854A-C4 | MCC-1B-4A | MCC-1B-4C | 0.6/1KV EESWAZE 5c-2.5sq |  | 1 | - | - | 1 1/4 | IN S/S
195 | P-854B-P | MCC-1B | P-854B | 0.6/1KV EESWAZE 3c-4sq | 2.2 | 190 | 3/4 | A | 1 1/4 | W/WATER
196 | P-854 B-Cl | MCC-1B | P-854B | 0.6/1KV EESWAZE 5c-2.5sq |  | 190 | 3/4 | A | 1 1/4 | W/WATER
197 | P-854 B-C2 | MCC-1B | I/F | 0.6/1KV EESWAZE 7c-2.5sq |  | 50 | - | - | 1 1/4 | IN S/S
198 | P-854B-C3 | MCC-1B | I/F (LCP) | 0.6/1KV EESWAZE 3c-2.5sq |  | 50 | - | - | 1 | IN S/S
199 | P-921A-1P | MCC-1A | P-921A | 0.6/1KV EESWAZE 3c-95sq | 132 | 165 | 2 | D | 3 | UTILITY
200 | P-921A-2P | MCC-1A | P-921A | 0.6/1KV EESWAZE 3c-95sq | 132 | 165 | 2 | D | 3 | UTILITY
201 | P-921A-C1 | MCC-1A | P-921A | 0.6/1KV EESWAZE 7c-2.5sq |  | 165 | 3/4 | A | 1 1/4 | UTILITY
202 | P-921A-C2 | MCC-1A | I/F | 0.6/1KV EESWAZE 7c-2.5sq |  | 50 | - | - | 1 1/4 | IN S/S
203 | P-92IB-1P | MCC-2 | P-921B | 0.6/1KV EESWAZE 3c-95sq | 132 | 165 | 2 | D | 3 | UTILITY | cek kabel
204 | P-921B-2P | MCC-2 | P-921B | 0.6/1KV EESWAZE 3c-95sq | 132 | 165 | 2 | D | 3 | UTILITY
205 | P-921B-C1 | MCC-2 | P-921B | 0.6/1KV EESWAZE 7c-2.5sq |  | 165 | 3/4 | A | 1 1/4 | UTILITY
206 | P-921B-C2 | MCC-2 | I/F | 0.6/1KV EESWAZE 7c-2.5sq |  | 50 | - | - | 1 1/4 | IN S/S
207 | E-922A-P | MCC-1B | E-922A | 0.6/1KV EESWAZE 3c-10sq | 11 | 170 | 1 | B | 1 1/4 | 2EH
208 | E-922A-C1 | MCC-1B | E-922A | 0.6/1KV EESWAZE 5c-2.5sq |  | 170 | 3/4 | A | 1 1/4 | 2EH
209 | E-922A-C2 | MCC-1B | I/F | 0.6/1KV EESWAZE 7c-2.5sq |  | 50 | - | - | 1 1/4 | IN S/S
210 | E-922B-P | MCC-1B | E-922B | 0.6/1KV EESWAZE 3c-10sq | 11 | 170 | 1 | B | 1 1/4 | 2EH
211 | E-922B-C1 | MCC-1B | E-922B | 0.6/1KV EESWAZE 5c-2.5sq |  | 170 | 3/4 | A | 1 1/4 | 2EH
212 | E-922B-C2 | MCC-1B | I/F | 0.6/1KV EESWAZE 7c-2.5sq |  | 50 | - | - | 1 1/4 | IN S/S
213 | P-922A-P | MCC-2 | P-922A | 0.6/1KV EESWAZE 3c-16sq | 55 | 175 | 1 | B | 1 1/2 | 2EH | cek kabel
214 | P-922A-C1 | MCC-2 | P-922A | 0.6/1KV EESWAZE 5c-2.5sq |  | 175 | 3/4 | A | 1 1/4 | 2EH | TS
215 | P-922A-C2 | MCC-2 | I/F | 0.6/1KV EESWAZE 5c-2.5sq |  | 50 | - | - | 1 1/4 | IN S/S
216 | P-922A-TH | P-922A | LOCAL P.B | 0.6/1KV EESWAZE 3c-2.5sq |  | 10 | 3/4 | O | 1 | 2EH
217 | P-922B-P | MCC-1B | P-922B | 0.6/1KV EESWAZE 3c-16sq | 18.5 | 175 | 1 | B | 1 1/2 | 2EH
218 | P-922B-C1 | MCC-1B | P-922B | 0.6/1KV EESWAZE 5c-2.5sq |  | 175 | 3/4 | A | 1 1/4 | 2EH | TS
219 | P-922B-C2 | MCC-1B | I/F | 0.6/1KV EESWAZE 5c-2.5sq |  | 50 | _ | - | 1 1/4 | IN S/S
220 | P-922B-TH | P-922B | LOCAL P.B | 0.6/1KV EESWAZE 3c-2.5sq |  | 10 | 3/4 | O | 1 | 2EH
221 | P-923-P | MCC-1B | P-923 | 0.6/1KV EESWAZE 3c-25sq | 18.5 | 160 | 1 1/4 | c | 2 | 2EH
222 | P-923-C1 | MCC-1B | P-923 | 0.6/1KV EESWAZE 5c-2.5sq |  | 160 | 3/4 | A | 1 1/4 | IN S/S
223 | P-923-C2 | MCC-1B | I/F (DCS) | 0.6/1KV EESWAZE 3c-2.5sq |  | 50 | - | - | 1 | IN S/S
224 | P-923-C3 | MCC-1B | I/F (LCP) | 0.6/1KV EESWAZE 3c-2.5sq |  | 50 | - | - | 1 | IN S/S
225 | P-923-C4 | MCC-1B | I/F (LCP) | 0.6/1KV EESWAZE 5c-2.5sq |  | 50 | - | - | 1 1/4 | IN S/S
226 | P-925A-P | MCC-1A | P-925A | 0.6/1KV EESWAZE 3c-4sq | 0.37 | 180 | 3/4 | A | 1 1/4 | UTILITY
227 | P-925A-C1 | MCC-1A | P-925A | 0.6/1KV EESWAZE 5c-2.5sq |  | 180 | 3/4 | A | 1 1/4 | UTILITY
228 | P-925A-C2 | MCC-1A | I/F | 0.6/1KV EESWAZE 5c-2.5sq |  | 50 | - | - | 1 1/4 | IN S/S
229 | P-925B-P | MCC-1A | P-925B | 0.6/1KV EESWAZE 3c-4sq | 0.37 | 180 | 3/4 | A | 1 1/4 | UTILITY
230 | P-925B-C1 | MCC-1A | P-925B | 0.6/1KV EESWAZE 5c-2.5sq |  | 180 | 3/4 | A | 1 1/4 | UTILITY
231 | P-925B-C2 | MCC-1A | I/F | 0.6/1KV EESWAZE 5c-2.5sq |  | 50 | - | - | 1 1/4 | IN S/S
232 | P-926A-P | MCC-1A | P-926A | 0.6/1KV EESWAZE 3c-4sq | 0.25 | 155 | 3/4 | A | 1 1/4 | UTILITY
233 | P-926A-C1 | MCC-1A | P-926A | 0.6/1KV EESWAZE 5c-2.5sq |  | 155 | 3/4 | A | 1 1/4 | UTILITY
234 | P-926A-C2 | MCC-1A | I/F | 0.6/1KV EESWAZE 5c-2.5sq |  | 50 | - | - | 1 1/4 | IN S/S
235 | P-926B-P | MCC-1A | P-926B | 0.6/1KV EESWAZE 3c-4sq | 0.25 | 155 | 3/4 | A | 1 1/4 | UTILITY
236 | P-926B-C1 | MCC-1A | P-926B | 0.6/1KV EESWAZE 5c-2.5sq |  | 155 | 3/4 | A | 1 1/4 | UTILITY
237 | P-926B-C2 | MCC-1A | I/F | 0.6/1KV EESWAZE 5c-2.5sq |  | 50 | - | - | 1 1/4 | IN S/S
238 | P-931A-P | MCC-1A | P-931A | 0.6/1KV EESWAZE 3c-50sq | 30 | 120 | 1 1/2 | C2 | 2 1/2 | UTILITY
239 | P-931A-C1 | MCC-1A | P-931A | 0.6/1KV EESWAZE 5c-2.5sq |  | 120 | 3/4 | A | 1 1/4 | UTILITY
240 | P-931A-C2 | MCC-1A | I/F | 0.6/1KV EESWAZE 5c-2.5sq |  | 50 | - | - | 1 1/4 | IN S/S
241 | P-931B-P | MCC-1A | P-931B | 0.6/1KV EESWAZE 3c-50sq | 30 | 120 | 1 1/2 | C2 | 2 1/2 | UTILITY
242 | P-931B-C1 | MCC-1A | P-931B | 0.6/1KV EESWAZE 5c-2.5sq |  | 120 | 3/4 | A | 1 1/4 | UTILITY
243 | P-931B-C2 | MCC-1A | I/F | 0.6/1KV EESWAZE 5c-2.5sq |  | 50 | - | - | 1 1/4 | IN S/S
244 | P-931C-P | MCC-2 | P-931C | 0.6/1KV EESWAZE 3c-16sq | 15
245 | P-931C-Cl | MCC-2 | P-931C | 0.6/1KV EESWAZE 5c-2.5sq
246 | P-931C-C2 | MCC-2 | I/F | 0.6/1KV EESWAZE 3c-2.5sq |  | 50 | - | - | 1 | IN S/S
247 | P-931D-P | MCC-2 | P-931D | 0.6/1KV EESWAZE 3c-16sq | 15
248 | P-931D-Cl | MCC-2 | P-931D | 0.6/1KV EESWAZE 5c-2.5sq
249 | P-931D-C2 | MCC-2 | I/F | 0.6/1KV EESWAZE 3c-2.5sq |  | 50 | - | - | 1 | IN S/S
250 | P-932A-P | MCC-1A | P-932A | 0.6/1KV EESWAZE 3c-10sq | 11 | 190 | 1 | B | 1 1/4 | UTILITY
251 | P-932A-C1 | MCC-1A | P-932A | 0.6/1KV EESWAZE 5c-2.5sq |  | 190 | 3/4 | A | 1 1/4 | UTILITY
252 | P-932A-C2 | MCC-1A | I/F | 0.6/1KV EESWAZE 5c-2.5sq |  | 50 | - | - | 1 1/4 | IN S/S
253 | P-932B-P | MCC-1A | P-932B | 0.6/1KV EESWAZE 3c-10sq | 11 | 190 | 1 | B | 1 1/4 | UTILITY
254 | P-932 B-Cl | MCC-1A | P-932B | 0.6/1KV EESWAZE 5c-2.5sq |  | 190 | 3/4 | A | 1 1/4 | UTILITY
255 | P-932B-C2 | MCC-1A | I/F | 0.6/1KV EESWAZE 5c-2.5sq |  | 50 | - | - | 1 1/4 | IN S/S
256 | P-934A-P | MCC-1B | P-934A | 0.6/1KV EESWAZE 3c-16sq | 15 | 190 | 1 | B | 1 1/2 | UTILITY
257 | P-934A-Cl | MCC-1B | P-934A | 0.6/1KV EESWAZE 5c-2.5sq |  | 190 | 3/4 | A | 1 1/4 | IN S/S
258 | P-934A-C2 | MCC-1B | I/F (DCS) | 0.6/1KV EESWAZE 3c-2.5sq |  | 50 | - | - | 1 | IN S/S
259 | P-934A-C3 | MCC-1B | I/F (LCP) | 0.6/1KV EESWAZE 3c-2.5sq |  | 50 | - | - | 1 | IN S/S
260 | P-934A-C4 | MCC-1B | I/F (LCP) | 0.6/1KV EESWAZE 5c-2.5sq |  | 50 | - | - | 1 1/4 | IN S/S
261 | P-934B-P | MCC-1B | P-934B | 0.6/1KV EESWAZE 3c-16sq | 15 | 190 | 1 | B | 1 1/2 | UTILITY
262 | P-934 B-Cl | MCC-1B | P-934B | 0.6/1KV EESWAZE 5c-2.5sq |  | 190 | 3/4 | A | 1 1/4 | IN S/S
263 | P-934 B-C2 | MCC-1B | I/F (DCS) | 0.6/1KV EESWAZE 3c-2.5sq |  | 50 | - | - | 1 | IN S/S
264 | P-934 B-C3 | MCC-1B | I/F (LCP) | 0.6/1KV EESWAZE 3c-2.5sq |  | 50 | - | - | 1 | IN S/S
265 | P-934B-C4 | MCC-1B | I/F (LCP) | 0.6/1KV EESWAZE 5c-2.5sq |  | 50 | - | - | 1 1/4 | IN S/S
266 | B-935A-P | MCC-1B | B-935A | 0.6/1KV EESWAZE 3c-4sq | 0.75 | 220 | 3/4 | A | 1 1/4 | UTILITY
267 | B-935A-C1 | MCC-1B | B-935A | 0.6/1KV EESWAZE 5c-2.5sq |  | 220 | 3/4 | A | 1 1/4 | IN S/S
268 | B-935A-C2 | MCC-1B | I/F (DCS) | 0.6/1KV EESWAZE 3c-2.5sq |  | 50 | - | - | 1 | IN S/S
269 | B-935A-C3 | MCC-1B | I/F (LCP) | 0.6/1KV EESWAZE 3c-2.5sq |  | 50 | - | - | 1 | IN S/S
270 | B-935A-C4 | MCC-1B | I/F (LCP) | 0.6/1KV EESWAZE 5c-2.5sq |  | 50 | - | - | 1 1/4 | IN S/S
271 | B-935B-P | MCC-1B | B-935B | 0.6/1KV EESWAZE 3c-4sq | 0.75 | 220 | 3/4 | A | 1 1/4 | UTILITY
272 | B-935B-C1 | MCC-1B | B-935B | 0.6/1KV EESWAZE 5c-2.5sq |  | 220 | 3/4 | A | 1 1/4 | IN S/S
273 | B-935B-C2 | MCC-1B | I/F (DCS) | 0.6/1KV EESWAZE 3c-2.5sq |  | 50 | - | - | 1 | IN S/S
274 | B-935B-C3 | MCC-1B | I/F (LCP) | 0.6/1KV EESWAZE 3c-2.5sq |  | 50 | - | - | 1 | IN S/S
275 | B-935B-C4 | MCC-1B | I/F (LCP) | 0.6/1KV EESWAZE 5c-2.5sq |  | 50 | - | - | 1 1/4 | IN S/S
276 | P-935A-P | MCC-1B | P-935A | 0.6/1KV EESWAZE 3c-10sq | 11 | 220 | 1 | B | 1 1/4 | UTILITY
277 | P-935A-C1 | MCC-1B | P-935A | 0.6/1KV EESWAZE 5c-2.5sq |  | 220 | 3/4 | A | 1 1/4 | IN S/S
278 | P-935A-C2 | MCC-1B | I/F (DCS) | 0.6/1KV EESWAZE 3c-2.5sq |  | 50 | - | - | 1 | IN S/S
279 | P-935A-C3 | MCC-1B | I/F (LCP) | 0.6/1KV EESWAZE 3c-2.5sq |  | 50 | - | - | 1 | IN S/S
280 | P-935A-C4 | MCC-1B | I/F (LCP) | 0.6/1KV EESWAZE 5c-2.5sq |  | 50 | - | - | 1 1/4 | IN S/S
281 | P-935B-P | MCC-1B | P-935B | 0.6/1KV EESWAZE 3c-10sq | 11 | 220 | 1 | B | 1 1/4 | UTILITY
282 | P-935B-C1 | MCC-1B | P-935B | 0.6/1KV EESWAZE 5c-2.5sq |  | 220 | 3/4 | A | 1 1/4 | IN S/S
283 | P-935B-C2 | MCC-1B | I/F (DCS) | 0.6/1KV EESWAZE 3c-2.5sq |  | 50 | - | - | 1 | IN S/S
284 | P-935B-C3 | MCC-1B | I/F (LCP) | 0.6/1KV EESWAZE 3c-2.5sq |  | 50 | - | - | 1 | IN S/S
285 | P-935B-C4 | MCC-1B | I/F (LCP) | 0.6/1KV EESWAZE 5c-2.5sq |  | 50 | - | - | 1 1/4 | IN S/S
286 | P-935C-P | MCC-2 | P-935C | 0.6/1KV EESWAZE 3c-6sq | 5.5 |  | 3/4 | A | 1 1/4 | R/O
287 | P-935C-C1 | MCC-2 | P-935C | 0.6/1KV EESWAZE 5c-2.5sq |  |  | 3/4 | A | 1 1/4 | R/O
288 | P-935C-C2 | MCC-2 | I/F | 0.6/1KV EESWAZE 7c-2.5sq |  |  | - | - | 1 1/4 | IN S/S
289 | P-935D-P | MCC-2 | P-935D | 0.6/1KV EESWAZE 3c-4sq | 3.7 |  | 3/4 | A | 1 1/4 | R/O | Ex. P-852A
290 | P-935D-C1 | MCC-2 | P-935D | 0.6/1KV EESWAZE 5c-2.5sq |  |  | 3/4 | A | 1 1/4 | R/O
291 | P-938A-P | MCC-1B | P-938A | 0.6/ 1KV EESWAZE 3c-4sq | 1.5 | 180 | 3/4 | A | 1 1/4 | UTILITY
292 | P-938A-C1 | MCC-1B | P-938A | 0.6/1KV EESWAZE 5c-2.5sq |  | 180 | 3/4 | A | 1 1/4 | UTILITY
293 | P-938A-C2 | MCC-1B | I/F | 0.6/1KV EESWAZE 5c-2.5sq |  | 50 | - | - | 1 1/4 | IN S/S
294 | P-938B-P | MCC-1B | P-938B | 0.6/1KV EESWAZE 3c-4sq | 1.5 | 180 | 3/4 | A | 1 1/4 | UTILITY
295 | P-938B-C1 | MCC-1B | P-938B | 0.6/1KV EESWAZE 5c-2.5sq |  | 180 | 3/4 | A | 1 1/4 | UTILITY
296 | P-938B-C2 | MCC-1B | I/F | 0.6/1KV EESWAZE 5c-2.5sq |  | 50 | - | - | 1 1/4 | IN S/S
297 | B-939-P | MCC-1B | B-939 | 0.6/1KV EESWAZE 3c-6sq | 5.5 | 230 | 3/4 | A | 1 1/4 | UTILITY
298 | B-939-C1 | MCC-1B | B-939 | 0.6/1KV EESWAZE 5c-2.5sq |  | 230 | 3/4 | A | 1 1/4 | IN S/S
299 | B-939-C2 | MCC-1B | I/F (DCS) | 0.6/1KV EESWAZE 3c-2.5sq |  | 50 | - | - | 1 | IN S/S
300 | B-939-C3 | MCC-1B | I/F (LCP) | 0.6/1KV EESWAZE 3c-2.5sq |  | 50 | - | - | 1 | IN S/S
301 | B-939-C4 | MCC-1B | I/F (LCP) | 0.6/1KV EESWAZE 5c-2.5sq |  | 50 | - | - | 1 1/4 | IN S/S
302 | P-939A-P | MCC-1B | P-939A | 0.6/1KV EESWAZE 3c-10sq | 11 | 230 | 1 | B | 1 1/4 | UTILITY
303 | P-939A-C1 | MCC-1B | P-939A | 0.6/1KV EESWAZE 5c-2.5sq |  | 230 | 3/4 | A | 1 1/4 | IN S/S
304 | P-939A-C2 | MCC-1B | I/F (DCS) | 0.6/1KV EESWAZE 3c-2.5sq |  | 50 | - | - | 1 | IN S/S
305 | P-939A-C3 | MCC-1B | I/F (LCP) | 0.6/1KV EESWAZE 3c-2.5sq |  | 50 | - | - | 1 | IN S/S
306 | P-939A-C4 | MCC-1B | I/F (LCP) | 0.6/1KV EESWAZE 5c-2.5sq |  | 50 | - | - | 1 1/4 | IN S/S
307 | P-939B-P | MCC-1B | P-939B | 0.6/1KV EESWAZE 3c-10sq | 11 | 230 | 1 | B | 1 1/4 | UTILITY
308 | P-939B-C1 | MCC-1B | P-939B | 0.6/1KV EESWAZE 5c-2.5sq |  | 230 | 3/4 | A | 1 1/4 | IN S/S
309 | P-939B-C2 | MCC-1B | I/F (DCS) | 0.6/1KV EESWAZE 3c-2.5sq |  | 50 | - | - | 1 | IN S/S
310 | P-939B-C3 | MCC-1B | I/F (LCP) | 0.6/1KV EESWAZE 3c-2.5sq |  | 50 | - | - | 1 | IN S/S
311 | P-939B-C4 | MCC-1B | I/F (LCP) | 0.6/1KV EESWAZE 5c-2.5sq |  | 50 | - | - | 1 1/4 | IN S/S
312 | B-941A-P | MCC-1B | B-941A | 0.6/1KV EESWAZE 3c-95sq | 75 | 90 | 2 | D | 3 | UTILITY
313 | B-941A-C1 | MCC-1B | B-941A | 0.6/1KV EESWAZE 7c-2.5sq |  | 90 | 3/4 | A | 1 1/4 | UTILITY
314 | B-941A-C2 | MCC-1B | I/F | 0.6/1KV EESWAZE 5c-2.5sq |  | 50 | - | - | 1 1/4 | IN S/S
315 | B-941B-P | MCC-1B | B-941B | 0.6/1KV EESWAZE 3c-95sq | 75 | 82 | 2 | D | 3 | UTILITY
316 | B-941B-C1 | MCC-1B | B-941B | 0.6/1KV EESWAZE 7c-2.5sq |  | 82 | 3/4 | A | 1 1/4 | UTILITY
317 | B-941B-C2 | MCC-1B | I/F | 0.6/1KV EESWAZE 5c-2.5sq |  | 50 | - | - | 1 1/4 | IN S/S
318 | B-941C-P | MCC-1B | B-941C | 0.6/1KV EESWAZE 3c-95sq | 75 | 82 | 2 | D | 3 | UTILITY
319 | B-941C-C1 | MCC-1B | B-941C | 0.6/1KV EESWAZE 5c-2.5sq |  | 82 | 3/4 | A | 1 1/4 | UTILITY
320 | B-941C-C2 | MCC-1B | I/F | 0.6/1KV EESWAZE 5c-2.5sq |  | 50 | - | - | 1 1/4 | IN S/S
321 | D-941-P | MCC-1B | D-941 | 0.6/1KV EESWAZE 3c-4sq | 0.25 | 140 | 3/4 | A | 1 1/4 | UTILITY
322 | U-941-1P | MCC-1B | U-941 | 0.6/1KV EESWAZE 3c-70sq | 110 | 160 | 1 1/2 | C2 | 3 | UTILITY
323 | U-941-2P | MCC-1B | U-941 | 0.6/1KV EESWAZE 3c-70sq | 110 | 160 | 1 1/2 | C2 | 3 | UTILITY
324 | U-941B-1P | MCC-1B | U-941B | 0.6/1KV EESWAZE 3c-50sq | 85 | 180 | M32 |  |  | UTILITY
325 | U-941B-2P | MCC-1B | U-941B | 0.6/1KV EESWAZE 3c-50sq |  | 180 | M32 |  |  | UTILITY
326 | U-941C-1P | MCC-1B | U-941C | 0.6/1KV EESWAZE 3c-70sq |  | 180 |  |  |  | UTILITY | From U-941A
327 | U-941C-2P | MCC-1B | U-941C | 0.6/1KV EESWAZE 3c-70sq |  | 180 |  |  |  | UTILITY | From U-941A
328 | P-943/944 CONT.-P | MCC-1B | P-943/944 CONT. PNL | 0.6/1KV EESWAZE 3c-4sq | 0.36 | 120 | 3/4 | A | 1 1/4 | UTILITY
329 | DEMI. CONT.-C1 | I / F (LCP) | DEMI. LCP | 0.6/1KV EESWAZE 30c-2.5sq |  | 120 | 1 1/4 | C | 2 | UTILITY
330 | DEMI. CONT.-C2 | I/F (LCP) | DEMI. LCP | 0.6/1KV EESWAZE 30c-2.5sq |  | 120 | 1 1/4 | C | 2 | UTILITY
331 | P-945 CONT.-P | MCC-1B | P-945 CONT. PNL | 0.6/1KV EESWAZE 3c-4sq | 0.18 | 130 | 3/4 | A | 1 1/4 | UTILITY
332 | P-946A-P | MCC-1B | P-946A | 0.6/1KV EESWAZE 3c-10sq | 15 | 134 | 1 | B | 1 1/4 | UTILITY
333 | P-946A-C1 | MCC-1B | P-946A | 0.6/1KV EESWAZE 5c-2.5sq |  | 134 | 3/4 | A | 1 1/4 | UTILITY
334 | P-946A-C2 | MCC-1B | I/F | 0.6/1KV EESWAZE 5c-2.5sq |  | 50 | - | - | 1 1/4 | IN S/S
335 | P-946B-P | MCC-1B | P-946B | 0.6/1KV EESWAZE 3c-10sq | 15 | 134 | 1 | B | 1 1/4 | UTILITY
336 | P-946B-C1 | MCC-1B | P-946B | 0.6/1KV EESWAZE 5c-2.5sq |  | 134 | 3/4 | A | 1 1/4 | UTILITY
337 | P-946B-C2 | MCC-1B | I/F | 0.6/1KV EESWAZE 5c-2.5sq |  | 50 | - | - | 1 1/4 | IN S/S
338 | P-946C-P | MCC-1B | P-946C | 0.6/1KV EESWAZE 3c-16sq | 22 | 144 | 1 | B | 1 1/2
339 | P-946C-C1 | MCC-1B | P-946C | 0.6/1KV EESWAZE 5c-2.5sq |  | 144 | 3/4 | A | 1 1/4
340 | P-946C-C2 | MCC-1B | I/F | 0.6/1KV EESWAZE 5c-2.5sq |  | 50 | - | - | 1 1/4 | IN S/S
341 | B-951-P | MCC-1B | B-951 | 0.6/1KV EESWAZE 3c-50sq | 45 | 180 | 1 1/2 | C2 | 2 1/2 | UTILITY
342 | B-951-C1 | MCC-1B | B-951 | 0.6/1KV EESWAZE 5c-2.5sq |  | 180 | 3/4 | A | 1 1/4 | UTILITY
343 | B-951-C2 | MCC-1B | I/F | 0.6/1KV EESWAZE 5c-2.5sq |  | 50 | - | - | 1 1/4 | IN S/S
344 | P-961A-P | MCC-1B | P-961A | 0.6/1KV EESWAZE 3c-4sq | 7.5 | 200 | 3/4 | A | 1 1/4 | 2EH
345 | P-961A-C1 | MCC-1B | P-961A | 0.6/1KV EESWAZE 5c-2.5sq |  | 200 | 3/4 | A | 1 1/4 | 2EH
346 | P-961A-C2 | MCC-1B | I/F | 0.6/1KV EESWAZE 5c-2.5sq |  | 50 | - | - | 1 1/4 | IN S/S
347 | P-961B-P | MCC-1B | P-961B | 0.6/1KV EESWAZE 3c-4sq | 7.5 | 200 | 3/4 | A | 1 1/4 | 2EH
348 | P-961B-Cl | MCC-1B | P-961B | 0.6/1KV EESWAZE 5c-2.5sq |  | 200 | 3/4 | A | 1 1/4 | 2EH
349 | P-961B-C2 | MCC-1B | I/F | 0.6/1KV EESWAZE 5c-2.5sq |  | 50 | - | - | 1 1/4 | IN S/S
350 | P-961C-P | MCC-3 | P-961C | NYFGbY 3x4mmsq | 7.5 | 250
351 | P-961C-Cl | MCC-3 | P-961C | 0.6/1KV EESWAZE 5c-2.5sq |  | 250
352 | P-961C-C2 | MCC-3 | P-961C | 0.6/1KV EESWAZE 5c-2.5sq |  | 50
353 | P-961D-P | MCC-3 | P-961D | NYFGbY 3x4mmsq | 15 | 250
354 | P-961D-Cl | MCC-3 | P-961D | 0.6/1KV EESWAZE 5c-2.5sq |  | 250
355 | P-961D-C2 | MCC-3 | P-961D | 0.6/1KV EESWAZE 5c-2.5sq |  | 50
356 | P-963A-P | MCC-1B | P-963A | 0.6/1KV EESWAZE 3c-4sq | 1.1 | 200 | 3/4 | A | 1 1/4 | UTILITY
357 | P-963A-C1 | MCC-1B | P-963A | 0.6/1KV EESWAZE 5c-2.5sq |  | 200 | 3/4 | A | 1 1/4 | UTILITY
358 | P-963A-C2 | MCC-1B | I/F | 0.6/1KV EESWAZE 7c-2.5sq |  | 50 | - | - | 1 1/4 | IN S/S
359 | P-963B-P | MCC-1B | P-963B | 0.6/1KV EESWAZE 3c-4sq | 2.2 | 180 | 3/4 | A | 1 1/4 | UTILITY
360 | P-963 B-Cl | MCC-1B | P-963B | 0.6/1KV EESWAZE 5c-2.5sq |  | 180 | 3/4 | A | 1 1/4 | UTILITY
361 | P-963B-C2 | MCC-1B | I/F | 0.6/1KV EESWAZE 7c-2.5sq |  | 50 | - | - | 1 1/4 | IN S/S
362 | P-973-P | MCC-1B | P-973 | 0.6/1KV EESWAZE 3c-4sq | 2.2 | 185 | 3/4 | A | 1 1/4 | 2EH
363 | P-973-C1 | MCC-1B | P-973 | 0.6/1KV EESWAZE 5c-2.5sq |  | 185 | 3/4 | A | 1 1/4 | 2EH
364 | P-973-C2 | MCC-1B | I/F | 0.6/1KV EESWAZE 7c-2.5sq |  | 50 | - | - | 1 1/4 | IN S/S
365 | P-974A-P | MCC-1B | P-974A | 0.6/1KV EESWAZE 3c-4sq | 3 | 185 | 3/4 | A | 1 1/4 | UTILITY
366 | P-974A-Cl | MCC-1B | P-974A | 0.6/1KV EESWAZE 5c-2.5sq |  | 185 | 3/4 | A | 1 1/4 | UTILITY
367 | P-974A-C2 | MCC-1B | I/F | 0.6/1KV EESWAZE 5c-2.5sq |  | 50 | - | - | 1 1/4 | IN S/S
368 | P-974B-P | MCC-1B | P-974B | 0.6/1KV EESWAZE 3c-4sq | 3 | 185 | 3/4 | A | 1 1/4 | UTILITY
369 | P-974B-C1 | MCC-1B | P-974B | 0.6/1KV EESWAZE 5c-2.5sq |  | 185 | 3/4 | A | 1 1/4 | UTILITY
370 | P-974 B-C2 | MCC-1B | I/F | 0.6/1KV EESWAZE 5c-2.5sq |  | 50 | - | - | 1 1/4 | IN S/S
371 | P-982A-P | MCC-1B | P-982A | 0.6/1KV EESWAZE 3c-6sq | 6.6 | 235 | 3/4 | A | 1 1/4 | 2EH
372 | P-982A-C1 | MCC-1B | P-982A | 0.6/1KV EESWAZE 5c-2.5sq |  | 235 | 3/4 | A | 1 1/4 | 2EH | TS
373 | P-982A-C2 | MCC-1B | I/F | 0.6/1KV EESWAZE 5c-2.5sq |  | 50 | - | - | 1 1/4 | IN S/S
374 | P-982A-TH | P-982A | LOCAL P.B | 0.6/1KV EESWAZE 3c-2.5sq |  | 10 | 3/4 | O | 1 | 2EH
375 | P-982B-P | MCC-1B | P-982B | 0.6/1KV EESWAZE 3c-6sq | 6.6 | 235 | 3/4 | A | 1 1/4 | 2EH
376 | P-982 B-Cl | MCC-1B | P-982B | 0.6/1KV EESWAZE 5c-2.5sq |  | 235 | 3/4 | A | 1 1/4 | 2EH | TS
377 | P-982B-C2 | MCC-1B | I/F | 0.6/1KV EESWAZE 5c-2.5sq |  | 50 | - | - | 1 1/4 | IN S/S
378 | P-982B-TH | P-982B | LOCAL P.B | 0.6/1KV EESWAZE 3c-2.5sq |  | 10 | 3/4 | O | 1 | 2EH
379 | P-985-P | MCC-1B | P-985 | 0.6/1KV EESWAZE 3c-4sq | 1.5 | 230 | 3/4 | A | 1 1/4 | 2EH
380 | P-985-C1 | MCC-1B | P-985 | 0.6/1KV EESWAZE 5c-2.5sq |  | 230 | 3/4 | A | 1 1/4 | 2EH
381 | P-985-C2 | MCC-1B | I/F | 0.6/1KV EESWAZE 5c-2.5sq |  | 50 | - | - | 1 1/4 | IN S/S
382 | C-991A-1P | MCC-1A | C-991A | 0.6/1KV EESWAZE 3c-95sq | 90 | 165 | 2 | D | 3 | UTILITY
383 | C-991A-2P | MCC-1A | C-991A | 0.6/1KV EESWAZE 3c-95sq | 90 | 165 | 2 | D | 3 | UTILITY
384 | C-991B-1P | MCC-3 | C-991B | 0.6/1 KV EESWAZE 3c-95sq | 90 | 150 | 2 | D | 3 | UTILITY
385 | C-991B-2P | MCC-3 | C-991B | 0.6/1KV EESWAZE 3c-95sq | 90 | 150 | 2 | D | 3 | UTILITY
386 | EDG-P1 | EDG | EDG CONT. PNL | 0.6/1KV EESWAZE 4c-185sq | 750kVA | 35 | 2 1/2 | E | 4 | M.SUB
387 | EDG-P2 | EDG | EDG CONT. PNL | 0.6/1KV EESWAZE 4c-185sq | 750kVA | 35 | 2 1/2 | E | 4 | M.SUB
388 | EDG-P3 | EDG | EDG CONT. PNL | 0.6/1KV EESWAZE 4c-185sq | 750kVA | 35 | 2 1/2 | E | 4 | M.SUB
389 | EDG-P4 | EDG | EDG CONT. PNL | 0.6/1KV EESWAZE 4c-185sq | 750kVA | 35 | 2 1/2 | E | 4 | M.SUB
390 | EM INCOM-P1 | EDG CONT. PNL | MCC-1A | 0.6/1KV EESWAZE 4c-185sq | 750kVA | 30 | 2 1/2 | E | 4 | M.SUB
391 | EM INCOM-P2 | EDG CONT. PNL | MCC-1A | 0.6/1KV EESWAZE 4c-185sq | 750kVA | 30 | 2 1/2 | E | 4 | M.SUB
392 | EM INCOM-P3 | EDG CONT. PNL | MCC-1A | 0.6/1KV EESWAZE 4c-185sq | 750kVA | 30 | 2 1/2 | E | 4 | M.SUB
393 | EM INCOM-P4 | EDG CONT. PNL | MCC-1A | 0.6/1KV EESWAZE 4c-185sq | 750kVA | 30 | 2 1/2 | E | 4 | M.SUB
394 | EDG CONT-C1 | EDG CONT. PNL | MCC-1A | 0.6/1KV EESWAZE 9c-2.5sq |  | 20 | 1 | B | 1 1/4 | M.SUB
395 | EDG CONT-C2 | EDG CONT. PNL | MCC-1A | 0.6/1KV EESWAZE 3c-2.5sq |  | 20 | 3/4 | A | 1 | M.SUB
396 | EDG CONT-C3 | EDG CONT. PNL | MCC-1A | 0.6/1KV EESWAZE 9c-2.5sq |  | 20 | 1 | B | 1 1/4 | M.SUB
397 | EDG CONT-C4 | EDG CONT. PNL | MCC-1A | 0.6/1KV EESWAZE 9c-2.5sq |  | 20 | 1 | B | 1 1/4 | M.SUB
398 | EDG CONT-P | EDG CONT. PNL | MCC-1A | 0.6/1KV EESWAZE 2c-10sq | 7 | 20 | 3/4 | A | 1 1/4 | M.SUB
399 | EDG CONT-C5 | EDG | EDG CONT. PNL | 0.6/1KV EESWAZE 9c-2.5sq |  | 60 | 1 | B | 1 1/4 | M.SUB
400 | EDG CONT-C6 | EDG | EDG CONT. PNL | 0.6/1KV EESWAZE 5c-2.5sq |  | 60 | 3/4 | A | 1 1/4 | M.SUB
401 | EDG CONT-C7 | EDG | EDG CONT. PNL | 0.6/1KV EESWAZE 9c-2.5sq |  | 60 | 1 | B | 1 1/4 | M.SUB
402 | EDG CONT-C8 | EDG | EDG CONT. PNL | 0.6/1KV EESWAZE 7c-2.5sq |  | 60 | 3/4 | A | 1 1/4 | M.SUB
403 | EDG CONT-C9 | EDG CONT. PNL | FUEL SERVICE TANK | 0.6/1KV EESWAZE-S 2P-2.5sq |  | 60 | 3/4 | A | 1 1/4 | M.SUB
404 | EDG CONT-CIO | EDG | EDG CONT. PNL | 0.6/1KV EESWAZE-S 2P-2.5sq |  | 60 | 3/4 | A | 1 1/4 | M.SUB
405 | EDG CONT-C11 | EDG CONT. PNL | I/F (LCP) | 0.6/1KV EESWAZE 3c-2.5sq |  | 50 | 3/4 | O | 1 | M.SUB
406 | EDG CONT-C12 | LV-SWGR-1B | I/F (LCP) | 0.6/1KV EESWAZE 3c-2.5sq |  | 50 | 3/4 | 0 | 1 | M.SUB
407 | EDG CONT-H1 | EDG | EDG CONT. PNL | 0.6/1KV EESWAZE 3c-2.5sq |  | 60 | 3/4 | O | 1 | M.SUB
408 | EDG CONT-H2 | EDG | EDG CONT. PNL | 0.6/1KV EESWAZE 2c-10sq |  | 60 | 3/4 | A | 1 1/4 | M.SUB
409 | UPS-1A-P | MCC-1A | UPS-1A | 0.6/1KV EESWAZE 3c-35sq | 45kVA | 50 | 1 1/4 | C | 2 | M.SUB
410 | UPS-1B-P | MCC-1A | UPS-IB | 0.6/1KV EESWAZE 3c-35sq | 45kVA | 50 | 1 1/4 | C | 2 | M.SUB
411 | DC-l-P | MCC-1A | DC-1 | 0.6/1KV EESWAZE 3c-6sq | 10 | 50 | 3/4 | A | 1 1/4 | M.SUB
412 | HVAC-l-P | MCC-1A | HVAC-1 | 0.6/1KV EESWAZE 4c-50sa | 40 | 50 | 1 1/4 | C | 2 | M.SUB
413 | TR-5-P | MCC-1A | TR-5 | 0.6/1 KV EESWAZE 3c-25sq | 50kVA | 50 | 1 1/4 | C | 2 | M.SUB
414 | EM-LTG1-P | TR-5 | EM-LTG1 | 0.6/1KV EESWAZE 3c-70sq | 50kVA | 50 | 1 1/2 | C2 | 3 | M.SUB
415 | EM-LTG2-P | EM-LTG1 | EM-LTG2 | 0.6/1KV EESWAZE 3c-35sq | 30kVA | 180 | 1 1/4 | C | 2 | M.SUB
416 | PABX-P | MCC-1A | PABX (ADMI.) | 0.6/1KV EESWAZE 2c-95sq | 5kVA | 560 | 1 1/2 | C2 | 3 | ADMIN
417 | Z-991-P | MCC-1A | AIR DRYER | 0.6/1KV EESWAZE 2c-6sq | 1 | 160 | 3/4 | A | 1 1/4 | UTL
418 | Z-951-P | MCC-1A | FLARE STACK | 0.6/1KV EESWAZE 2c-10sq | 0.3kVA | 300 | 3/4 | A | 1 1/4
419 | P-751B-P | MCC-1A | FIRE W.P. CONT. PNLI | 0.6/1KV EESWAZE 2c-25sq | 4.4 | 160 | 1 1/4 | C | 2 | UTL
420 | P-751C-P | MCC-1A | FIRE W.P. CONT. PNLI | 0.6/1KV EESWAZE 2c-25sq | 4.4 | 180 | 1 1/4 | C | 2
421 | HVAC-2-P | MCC-1B | HVAC-2 | 0.6/1KV EESWAZE 4c-50sq | 20 | 50 | 1 1/4 | C | 2 | M.SUB
422 | HVAC-3-P | MCC-1B | HVAC-3 | 0.6/1KV EESWAZE 4c-185sq | 40 | 560 | 2 1/2 | E | 4 | ADMIN
423 | HVAC-4-P | MCC-1B | HVAC-4 | 0.6/1KV EESWAZE 4c-35sq | 20 | 150 | 1 1/2 | C2 | 2 1/2 | LABOR
424 | HVAC-5-P | MCC-1B | HVAC-5 | 0.6/1KV EESWAZE 4c-16sq | 10 | 225 | 1 | B | 2 | MAINT
425 | R-101A-1-P | MCC-1B | R-101A-1 CB) | 0.6/1KV EESWAZE 4c-25sq | 20 | 130 | 1 1/4 | C | 2 | UTL
426 | R-101A-2-P | R-101A-1 OB) | R-101A-2 | 0.6/1KV EESWAZE 4c-25sq | 20 | 70 | 1 1/4 | c | 2 | UTL
427 | R-101B-P | MCC-1B | R-101B-1 GB) | 0.6/1KV EESWAZE 4c-35sq | 20 | 300 | 1 1/2 | C2 | 2 1/2 | TRUCK L
428 | R-102-1-P | MCC-1B | R-102-1 GB) | 0.6/ 1KV EESWAZE 4c-25sq | 20 | 120 | 1 1/4 | C | 2 | UTL
429 | R-102-2-P | R-102-1 | R-102-2 | 0.6/1KV EESWAZE 4c-25sq | 20 | 80 | 1 1/4 | C | 2 | UTL
430 | SH-H-P | MCC-1A | SH-H | 0.6/1KV EESWAZE 2c-4sq | 0.7kVA | 50 | 3/4 | A | 1 | MSUB
431 | SH-M-P | MCC-1A | SH-M | 0.6/1KV EESWAZE 2c-16sq | lOkVA | 50 | 1 | B | 1 1/2 | MSUB
432 | SH-BD-M-P | MCC-1A | BUS DUCT | 0.6/1KV EESWAZE 2c-6sq | 3kVA | 50 | 3/4 | A | 1 1/4 | MSUB
433 | SH-L1-P | MCC-1A | SH-L1 | 0.6/1KV EESWAZE 2c-4sq | 1.2kVA | 50 | 3/4 | A | 1 | MSUB
434 | SH-L2-P | MCC-1A | SH-L2 | 0.6/1KV EESWAZE 2c-10sq | 1.2kVA | 180 | 3/4 | A | 1 1/4 | L.SUB
435 | SH-L3-P | MCC-1A | SH-L3 | 0.6/1KV EESWAZE 2c-10sq | 1.2kVA | 180 | 3/4 | A | 1 1/4 | L.SUB
436 | SH-L4-P | MCC-1A | SH-L4 | 0.6/1KV EESWAZE 2c-10sq | 1.2kVA | 180 | 3/4 | A | 1 1/4 | L.SUB
437 | PF-l-P | MCC-1B | PF-1 (MAINT.) | 0.6/1KV EESWAZE 4c-150sq . | lOOkVA | 225 | 2 1/2 | E | 3 1/2 | M.SUB
438 | TR-4-P | MCC-1B | TR-4 | 0.6/1KV EESWAZE 3c-35sq | 40kVA | 50 | 1 1/2 | C2 | 2 1/2 | M.SUB
439 | PF-2-P | TR-4 | PF-2 (LABO) | 0.6/1KV EESWAZE 3c-120sq | 40kVA | 30 | 2 | D | 3 | M.SUB
440 | PDP-1-P1 | MCC-1B | PDP-1 | 0.6/1KV EESWAZE 4c-120sq | 250kVA | 50 | 2 | D | 3 1/2 | M.SUB
441 | PDP-1-P2 | MCC-1B | PDP-1 | 0.6/1KV EESWAZE 4c-120sq | 250kVA | 50 | 2 | D | 3 1/2 | M.SUB
442 | RL-1 | MCC-1B | ROAD/FENCE LTG 1 | 0.6/1KV EESWAZE 4c-16sq | 15 | 1250 | 1 | B | 2
443 | RL-2 | MCC-1B | ROAD/FENCE LTG 2 | 0.6/1KV EESWAZE 4c-16sq | 15 | 1850 | 1 | B | 2
444 | D.W.CONT.-P | MCC-1B | D.W.CONT. PNL | 0.6/1KV EESWAZE 2c-6sq | 1.5kVA | 170 | 3/4 | A | 1 1/4 | G.H
445 | Z-931 CONT.-P | MCC-1B | Z-931 CONT.PNL | 0.6/1KV EESWAZE 2c-6sq | l.OkVA | 145 | 3/4 | A | 1 1/4 | G.H
446 | U-941A CONT-P | MCC-1B | REFRIG. CONT.PNL | 0.6/1KV EESWAZE 2c-6sq | 2kVA | 160 | 3/4 | A | 1 1/4 | G.H
447 | CP-l-P | MCC-1B | CATHODIC PRO. PNL | 0.6/1KV EESWAZE 2c-6sq | 3kVA | 115 | 3/4 | A | 1 1/4 | G.H
448 | ACWL-1P1 | MCC-1A | ACWL PNL-1 | 0.6/1KV EESWAZE 2c-10sq | 2.5 | 135 | 3/4 | A | 1 1/4 | 2EH
449 | ACWL-1P2 | ACWL PNL-1 | ACWL FIXTURE | 0.6/1KV EESWAZE 3c-4sq | 2.5 | 80 | 3/4 | A | 1 1/4 | 2EH
450 | ACWL-2P1 | MCC-1A | ACWL PNL-1 | 0.6/1KV EESWAZE 2c-25sq | 2.5 | 420 | 1 1/4 | C | 2 | F. STACK
451 | ACWL-2P2 | ACWL PNL-1 | ACWL JB | 0.6/1KV EESWAZE 3c-10sq | 2.5 | 50 | 1 | B | 1 1/4 | F. STACK
452 | ACWL-2P3 | ACWL JB | ACWL FIXTURE | 0.6/1KV EESWAZE 3c-4sq | 2.5 | 100 | 3/4 | A | 1 1/4 | F. STACK
453 | SH-CP-P | MCC-1A | CAPACITOR PANEL | 0.6/1KV EESWAZE 2c-4sq | 1.2kVA | 50 | 3/4 | A | 1 | M. S/S
454 | A-102-P | MCC-2 | A-102 | 0.6/1KV EESWAZE 3c-4sq | 5.5 | 143 | 3/4 | A (Ex) | 1 1/4 | 2EH
455 | A-102-C1 | MCC-2 | A-102 | 0.6/1KV EESWAZE 7c-2.5sq |  | 143 | 3/4 | A (Ex) | 1 1/4 | 2EH | A
456 | A-102-C2 | MCC-2 | I/F | 0.6/1KV EESWAZE 5c-2.5sq |  | 65 | - | - | 1 1/4 | IN S/S
457 | P-102-P | MCC-2 | P-102 | 0.6/1KV EESWAZE 3c-4sq | 0.37 | 143 | 3/4 | A (Ex) | 1 1/4 | 2EH
458 | P-102-C1 | MCC-2 | P-102 | 0.6/1KV EESWAZE 5c-2.5sq |  | 143 | 3/4 | A (Ex) | 1 1/4 | 2EH
459 | P-102-C2 | MCC-2 | I/F | 0.6/1KV EESWAZE 5c-2.5sq |  | 65 | - | - | 1 1/4 | IN S/S
460 | A-110-P | MCC-2 | A-110 | 0.6/1KV EESWAZE 3c-120sq | 90 | 130 | 2 | D (Ex) | 3 | 2EH
461 | A-110-C1 | MCC-2 | A-110 | 0.6/1KV EESWAZE 7c-2.5sq |  | 130 | 3/4 | A (Ex) | 1 1/4 | 2EH | A
462 | A-110-C2 | MCC-2 | I/F | 0.6/1KV EESWAZE 5c-2.5sq |  | 65 | - | - | 1 1/4 | IN S/S
463 | A-110-P2 | MCC-4 | A-110-P2 | 0.6/lKV EESWAZE 3c-4sq | 0.4 | 130 | 3/4 | A (Ex) | 1 1/4 | 2EH
464 | A-110-P2-C1 | MCC-4 | A-110-P2 | 0.6/lKV EESWAZE 5c-2.5sq |  | 130 | 3/4 | A (Ex) | 1 1/4 | 2EH
465 | A-110-P2-C2 | MCC-4 | I/F | 0.6/lKV EESWAZE 5c-2.5sq |  | 65 | - | - | 1 1/4 | IN S/S
466 | P-110A-P | MCC-2 | P-110A | 0.6/1KV EESWAZE 3c-4sq | 3.7 | 160 | 3/4 | A (Ex) | 1 1/4 | 2EH
467 | P-110A-C1 | MCC-2 | P-110A | 0.6/1KV EESWAZE 7c-2.5sq |  | 160 | 3/4 | A (Ex) | 1 1/4 | 2EH
468 | P-110A-C2 | MCC-2 | I/F | 0.6/1KV EESWAZE 5c-2.5sq |  | 65 | - | - | 1 1/4 | IN S/S
469 | P-110B-P | MCC-2 | P-110B | 0.6/1KV EESWAZE 3c-4sq | 3.7 | 160 | 3/4 | A (Ex) | 1 1/4 | 2EH
470 | P-110B-C1 | MCC-2 | P-110B | 0.6/1KV EESWAZE 7c-2.5sq |  | 160 | 3/4 | A (Ex) | 1 1/4 | 2EH
471 | P-110B-C2 | MCC-2 | I/F | 0.6/1KV EESWAZE 5c-2.5sq |  | 65 | - | - | 1 1/4 | IN S/S
472 | C-112-P | MCC-2 | C-112 | 0.6/1KV EESWAZE 3c-95sq | 75 | 106 | 2 | D (Ex) | 3 | 2EH
473 | C-112-C1 | MCC-2 | C-112 | 0.6/1KV EESWAZE 7c-2.5sq |  | 106 | 3/4 | A (Ex) | 1 1/4 | 2EH | A
474 | C-112-C2 | MCC-2 | I/F | 0.6/1KV EESWAZE 7c-2.5sq |  | 65 | - | - | 1 1/4 | IN S/S
475 | C-112-X-P | MCC-2 | C-112-X | 0.6/1KV EESWAZE 3c-4sq | 0.75 | 106 | 3/4 | A (Ex) | 1 1/4 | 2EH
476 | C-112-X-C1 | MCC-2 | C-112-X | 0.6/1KV EESWAZE 5c-2.5sq |  | 106 | 3/4 | A (Ex) | 1 1/4 | 2EH
477 | C-112-X-C2 | MCC-2 | I/F | 0.6/1KV EESWAZE 5c-2.5sq |  | 65 | - | - | 1 1/4 | IN S/S
478 | E-115/143A-P | MCC-2 | E-115/143A | 0.6/1KV EESWAZE 3c-25sq | 30 | 145 | 1 1/4 | C (Ex) | 2 | 2EH
479 | E-115/143A-C1 | MCC-2 | E-115/143A | 0.6/1KV EESWAZE 5c-2.5sq |  | 145 | 3/4 | A (Ex) | 1 1/4 | 2EH
480 | E-115/143A-C2 | MCC-2 | I/F | 0.6/1KV EESWAZE 7c-2.5sq |  | 65 | - | - | 1 1/4 | IN S/S
481 | E-115/143B-P | MCC-2 | E-115/143B | 0.6/1KV EESWAZE 3c-25sq | 30 | 140 | 1 1/4 | C (Ex) | 2 | 2EH
482 | E-115/143B-C1 | MCC-2 | E-115/143B | 0.6/1KV EESWAZE 5c-2.5sq |  | 140 | 3/4 | A (Ex) | 1 1/4 | 2EH
483 | E-115/143B-C2 | MCC-2 | I/F | 0.6/1KV EESWAZE 7c-2.5sq |  | 65 | - | - | 1 1/4 | IN S/S
484 | P-117-P | MCC-2 | P-117 | 0.6/1KV EESWAZE 3c-10sq | 11 | 118 | 1 | B (Ex) | 1 1/4 | 2EH
485 | P-117-C1 | MCC-2 | P-117 | 0.6/1KV EESWAZE 5c-2.5sq |  | 118 | 3/4 | A (Ex) | 1 1/4 | 2EH
486 | P-117-C2 | MCC-2 | I/F | 0.6/1KV EESWAZE 5c-2.5sq |  | 65 | - | - | 1 1/4 | IN S/S
487 | E-118A-P | MCC-2 | E-118A | 0.6/1KV EESWAZE 3c-35sq | 37 | 158 | 1 1/4 | C (Ex) | 2 | SYN
488 | E-118A-C1 | MCC-2 | E-118A | 0.6/1KV EESWAZE 5c-2.5sq |  | 158 | 3/4 | A (Ex) | 1 1/4 | SYN
489 | E-118A-C2 | MCC-2 | I/F | 0.6/1KV EESWAZE 7c-2.5sq |  | 65 | - | - | 1 1/4 | IN S/S
490 | E-118B-P | MCC-2 | E-118B | 0.6/1KV EESWAZE 3c-35sq | 37 | 153 | 1 1/4 | C (Ex) | 2 | 2EH
491 | E-118B-C1 | MCC-2 | E-118B | 0.6/1KV EESWAZE 5c-2.5sq |  | 153 | 3/4 | A (Ex) | 1 1/4 | 2EH
492 | E-118B-C2 | MCC-2 | I/F | 0.6/1KV EESWAZE 7c-2.5sq |  | 65 | - | - | 1 1/4 | IN S/S
493 | E-118C-P | MCC-2 | E-118C | 0.6/1KV EESWAZE 3c-35sq | 37 | 153 | 1 1/4 | C (Ex) | 2 | 2EH
494 | E-118C-C1 | MCC-2 | E-118C | 0.6/1KV EESWAZE 5c-2.5sq |  | 153 | 3/4 | A (Ex) | 1 1/4 | 2EH
495 | E-118C-C2 | MCC-2 | I/F | 0.6/1KV EESWAZE 7c-2.5sq |  | 65 | - | - | 1 1/4 | IN S/S
496 | E-118D-P | MCC-2 | E-118D | 0.6/1KV EESWAZE 3c-35sq | 37 | 148 | 1 1/4 | C (Ex) | 2 | 2EH
497 | E-118D-C1 | MCC-2 | E-118D | 0.6/1KV EESWAZE 5c-2.5sq |  | 148 | 3/4 | A (Ex) | 1 1/4 | 2EH
498 | E-118D-C2 | MCC-2 | I/F | 0.6/1KV EESWAZE 7c-2.5sq |  | 65 | - | - | 1 1/4 | IN S/S
499 | P-118A-1P | MCC-2 | P-118A | 0.6/1KV EESWAZE 3c-95sq | 132 | 100 | 2 | D (Ex) | 3 | 2EH
500 | P-118A-2P | MCC-2 | P-118A | 0.6/1KV EESWAZE 3c-95sq | 132 | 100 | 2 | D (Ex) | 3 | 2EH
501 | P-118A-C1 | MCC-2 | P-118A | 0.6/1KV EESWAZE 7c-2.5sq |  | 100 | 3/4 | A (Ex) | 1 1/4 | 2EH | A
502 | P-118A-C2 | MCC-2 | I/F | 0.6/1KV EESWAZE 5c-2.5sq |  | 65 | - | - | 1 1/4 | IN S/S
503 | P-118B-1P | MCC-2 | P-118B | 0.6/1KV EESWAZE 3c-95sq | 132 | 100 | 2 | D (Ex) | 3 | 2EH
504 | P-118B-2P | MCC-2 | P-118B | 0.6/1KV EESWAZE 3c-95sq | 132 | 100 | 2 | D (Ex) | 3 | 2EH
505 | P-118B-C1 | MCC-2 | P-118B | 0.6/1KV EESWAZE 7c-2.5sq |  | 100 | 3/4 | A (Ex) | 1 1/4 | 2EH | A
506 | P-118B-C2 | MCC-2 | I/F | 0.6/1KV EESWAZE 5c-2.5sq |  | 65 | - | - | 1 1/4 | IN S/S
507 | P-121A-P | MCC-2 | P-121A | 0.6/1KV EESWAZE 3c-50sq | 45 | 108 | 1 1/2 | C2 (Ex) | 2 1/2 | 2EH
508 | P-121A-C1 | MCC-2 | P-121A | 0.6/1KV EESWAZE 7c-2.5sq |  | 108 | 3/4 | A (Ex) | 1 1/4 | 2EH | A. TS
509 | P-121A-C2 | MCC-2 | I/F | 0.6/1KV EESWAZE 5c-2.5sq |  | 65 | - | - | 1 1/4 | IN S/S
510 | P-121A-TH | P-121A | LOCAL P.B | 0.6/1KV EESWAZE 3c-2.5sq |  | 10 | 3/4 | 0 (Ex) | 1 | 2EH
511 | P-121B-P | MCC-2 | P-121B | 0.6/1KV EESWAZE 3c-50sq | 45 | 108 | 1 1/2 | C2 (Ex) | 2 1/2 | 2EH
512 | P-121B-C1 | MCC-2 | P-121B | 0.6/1KV EESWAZE 7c-2.5sq |  | 108 | 3/4 | A (Ex) | 1 1/4 | 2EH | A. TS
513 | P-121B-C2 | MCC-2 | I/F | 0.6/1KV EESWAZE 5c-2.5sq |  | 65 | - | - | 1 1/4 | IN S/S
514 | P-121B-TH | P-121B | LOCAL P.B | 0.6/1KV EESWAZE 3c-2.5sq |  | 10 | 3/4 | 0 (Ex) | 1 | 2EH
515 | P-142A-1P | MCC-2 | P-142A | 0.6/1KV EESWAZE 3c-70sq | 110 | 126 | 1 1/2 | C2 (Ex) | 3 | 2EH
516 | P-142A-2P | MCC-2 | P-142A | 0.6/1KV EESWAZE 3c-70sq | 110 | 126 | 1 1/2 | C2 (Ex) | 3 | 2EH
517 | P-142A-C1 | MCC-2 | P-142A | 0.6/1KV EESWAZE 7c-2.5sq |  | 126 | 3/4 | A (Ex) | 1 1/4 | 2EH | A
518 | P-142A-C2 | MCC-2 | I/F | 0.6/1KV EESWAZE 5c-2.5sq |  | 65 | - | - | 1 1/4 | IN S/S
519 | P-142B-1P | MCC-2 | P-142B | 0.6/1KV EESWAZE 3c-70sq | 110 | 126 | 1 1/2 | C2 (Ex) | 3 | 2EH
520 | P-142B-2P | MCC-2 | P-142B | 0.6/1KV EESWAZE 3c-70sq | 110 | 126 | 1 1/2 | C2 (Ex) | 3 | 2EH
521 | P-142B-C1 | MCC-2 | P-142B | 0.6/1KV EESWAZE 7c-2.5sq |  | 126 | 3/4 | A (Ex) | 1 1/4 | 2EH | A
522 | P-142B-C2 | MCC-2 | I/F | 0.6/1KV EESWAZE 5c-2.5sq |  | 65 | - | - | 1 1/4 | IN S/S
523 | P-142C-1P | MCC-3 | P-142C | 0.6/1KV EESWAZE 3c-70sq | 75 | 142 | 1 1/2 | C2 (Ex) | 3 | 2EH
524 | P-142C-2P | MCC-3 | P-142C | 0.6/1KV EESWAZE 3c-70sq | 75 | 142 | 1 1/2 | C2 (Ex) | 3 | 2EH
525 | P-142C-C1 | MCC-3 | P-142C | 0.6/1KV EESWAZE 7c-2.5sq |  | 142 | 3/4 | A (Ex) | 1 1/4 | 2EH | A
526 | P-142C-C2 | MCC-3 | I/F | 0.6/1KV EESWAZE 5c-2.5sq |  | 65 | - | - | 1 1/4 | IN S/S
527 | E-145A-P | MCC-2 | E-145A | 0.6/1KV EESWAZE 3c-35sq | 37 | 170 | 1 1/4 | C (Ex) | 2 | SYN
528 | E-145A-C1 | MCC-2 | E-145A | 0.6/1KV EESWAZE 5c-2.5sq |  | 170 | 3/4 | A (Ex) | 1 1/4 | SYN
529 | E-145A-C2 | MCC-2 | I/F | 0.6/1KV EESWAZE 7c-2.5sq |  | 65 | - | - | 1 1/4 | IN S/S
530 | E-145B-P | MCC-2 | E-145B | 0.6/1KV EESWAZE 3c-35sq | 37 | 165 | 1 1/4 | C (Ex) | 2 | 2EH
531 | E-145B-C1 | MCC-2 | E-145B | 0.6/1KV EESWAZE 5c-2.5sq |  | 165 | 3/4 | A (Ex) | 1 1/4 | 2EH
532 | E-145B-C2 | MCC-2 | I/F | 0.6/1KV EESWAZE 7c-2.5sq |  | 65 | - | - | 1 1/4 | IN S/S
533 | E-145C-P | MCC-2 | E-145C | 0.6/1KV EESWAZE 3c-35sq | 37 | 165 | 1 1/4 | C (Ex) | 2 | 2EH
534 | E-145C-C1 | MCC-2 | E-145C | 0.6/1KV EESWAZE 5c-2.5sq |  | 165 | 3/4 | A (Ex) | 1 1/4 | 2EH
535 | E-145C-C2 | MCC-2 | I/F | 0.6/1KV EESWAZE 7c-2.5sq |  | 65 | - | - | 1 1/4 | IN S/S
536 | E-145D-P | MCC-2 | E-145D | 0.6/1KV EESWAZE 3c-35sq | 37 | 165 | 1 1/4 | C (Ex) | 2 | SYN
537 | E-145D-C1 | MCC-2 | E-145D | 0.6/1KV EESWAZE 5c-2.5sq |  | 165 | 3/4 | A (Ex) | 1 1/4 | SYN
538 | E-145D-C2 | MCC-2 | I/F | 0.6/1KV EESWAZE 7c-2.5sq |  | 65 | - | - | 1 1/4 | IN S/S
539 | E-145E-P | MCC-2 | E-145E | 0.6/1KV EESWAZE 3c-35sq | 37 | 165 | 1 1/4 | C (Ex) | 2 | SYN
540 | E-145E-C1 | MCC-2 | E-145E | 0.6/1KV EESWAZE 5c-2.5sq |  | 165 | 3/4 | A (Ex) | 1 1/4 | SYN
541 | E-145E-C2 | MCC-2 | I/F | 0.6/1KV EESWAZE 7c-2.5sq |  | 65 | - | - | 1 1/4 | IN S/S
542 | E-145F-P | MCC-2 | E-145F | 0.6/1KV EESWAZE 3c-35sq | 37 | 165 | 1 1/4 | C (Ex) | 2 | SYN
543 | E-145F-C1 | MCC-2 | E-145F | 0.6/1KV EESWAZE 5c-2.5sq |  | 165 | 3/4 | A (Ex) | 1 1/4 | SYN
544 | E-145F-C2 | MCC-2 | I/F | 0.6/1KV EESWAZE 7c-2.5sq |  | 65 | - | - | 1 1/4 | IN S/S
545 | P-145A-P | MCC-2 | P-145A | 0.6/1KV EESWAZE 3c-35sq | 26 | 126 | 1 1/4 | C (Ex) | 2 | 2EH
546 | P-145A-C1 | MCC-2 | P-145A | 0.6/1KV EESWAZE 5c-2.5sq |  | 126 | 3/4 | A (Ex) | 1 1/4 | 2EH
547 | P-145A-C2 | MCC-2 | I/F | 0.6/1KV EESWAZE 5c-2.5sq |  | 65 | - | - | 1 1/4 | IN S/S
548 | P-145B-P | MCC-2 | P-145B | 0.6/1KV EESWAZE 3c-35sq | 26 | 126 | 1 1/4 | C (Ex) | 2 | 2EH
549 | P-145B-C1 | MCC-2 | P-145B | 0.6/1KV EESWAZE 5c-2.5sq |  | 126 | 3/4 | A (Ex) | 1 1/4 | 2EH
550 | P-145B-C2 | MCC-2 | I/F | 0.6/1KV EESWAZE 5c-2.5sq |  | 65 | - | - | 1 1/4 | IN S/S
551 | P-147A-P | MCC-2 | P-147A | 0.6/1KV EESWAZE 3c-10sq | 11 | 120 | 1 | B (Ex) | 1 1/4 | 2EH
552 | P-147A-C1 | MCC-2 | P-147A | 0.6/1 KV EESWAZE 5c-2.5sq |  | 120 | 3/4 | A (Ex) | 1 1/4 | 2EH
553 | P-147A-C2 | MCC-2 | I/F | 0.6/1KV EESWAZE 5c-2.5sq |  | 65 | - | - | 1 1/4 | IN S/S
554 | P-147B-P | MCC-2 | P-147B | 0.6/1KV EESWAZE 3c-10sq | 11 | 120 | 1 | B (Ex) | 1 1/4 | 2EH
555 | P-147B-C1 | MCC-2 | P-147B | 0.6/1KV EESWAZE 5c-2.5sq |  | 120 | 3/4 | A (Ex) | 1 1/4 | 2EH
556 | P-147B-C2 | MCC-2 | I/F | 0.6/1KV EESWAZE 5c-2.5sq |  | 65 | - | - | 1 1/4 | IN S/S
557 | C-150-1P | MCC-2 | C-150 | 0.6/1KV EESWAZE 3c-70sq | 100 | 143 | 1 1/2 | C2 (Ex) | 3 | 2EH
558 | C-150-2P | MCC-2 | C-150 | 0.6/1KV EESWAZE 3c-70sq |  | 143 | 1 1/2 | C2 (Ex) | 3 | 2EH
559 | C-150-C1 | MCC-2 | C-150 | 0.6/1KV EESWAZE 7c-2.5sq |  | 143 | 3/4 | A (Ex) | 1 1/4 | 2EH | A
560 | C-150-C2 | MCC-2 | I/F | 0.6/1KV EESWAZE 7c-2.5sq |  | 65 | - | - | 1 1/4 | IN S/S
561 | C-150-P2-P | MCC-2 | C-150-P2 | 0.6/1KV EESWAZE 3c-4sq | 1.5 | 138 | 3/4 | A (Ex) | 1 1/4 | 2EH
562 | C-150-P2-C1 | MCC-2 | C-150-P2 | 0.6/1KV EESWAZE 5c-2.5sq |  | 138 | 3/4 | A (Ex) | 1 1/4 | 2EH
563 | C-150-P2-C2 | MCC-2 | I/F | 0.6/1KV EESWAZE 5c-2.5sq |  | 65 | - | - | 1 1/4 | IN S/S
564 | P-162 A-IP | MCC-2 | P-162A | 0.6/1KV EESWAZE 3c-70sq | 110 | 103 | 1 1/2 | C2 (Ex) | 3 | 2EH
565 | P-162A-2P | MCC-2 | P-162A | 0.6/1KV EESWAZE 3c-70sq | 110 | 103 | 1 1/2 | C2 (Ex) | 3 | 2EH
566 | P-162A-C1 | MCC-2 | P-162A | 0.6/1KV EESWAZE 7c-2.5sq |  | 103 | 3/4 | A (Ex) | 1 1/4 | 2EH | A
567 | P-162A-C2 | MCC-2 | I/F | 0.6/1KV EESWAZE 5c-2.5sq |  | 65 | - | - | 1 1/4 | IN S/S
568 | P-162B-1P | MCC-2 | P-162B | 0.6/1 KV EESWAZE 3c-70sq | 110 | 103 | 1 1/2 | C2 (Ex) | 3 | 2EH
569 | P-162B-2P | MCC-2 | P-162B | 0.6/1KV EESWAZE 3c-70sq | 110 | 103 | 1 1/2 | C2 (Ex) | 3 | 2EH
570 | P-162B-C1 | MCC-2 | P-162B | 0.6/1KV EESWAZE 7c-2.5sq |  | 103 | 3/4 | A (Ex) | 1 1/4 | 2EH | A
571 | P-162B-C2 | MCC-2 | I/F | 0.6/1KV EESWAZE 5c-2.5sq |  | 65 | - | - | 1 1/4 | IN S/S
572 | P-163-1P | MCC-2 | P-163 | 0.6/1KV EESWAZE 3c-70sq | 110 | 96 | 1 1/2 | C2 (Ex) | 3 | 2EH
573 | P-163-2P | MCC-2 | P-163 | 0.6/1KV EESWAZE 3c-70sq | no | 96 | 1 1/2 | C2 (Ex) | 3 | 2EH
574 | P-163-C1 | MCC-2 | P-163 | 0.6/1KV EESWAZE 7c-2.5sq |  | 96 | 3/4 | A (Ex) | 1 1/4 | 2EH | A
575 | P-163-C2 | MCC-2 | I/F | 0.6/1KV EESWAZE 5c-2.5sq |  | 65 | - | - | 1 1/4 | IN S/S
576 | E-165A-P | MCC-2 | E-165A | 0.6/1KV EESWAZE 3c-35sq | 30 | 135 | 1 1/4 | C (Ex) | 2 | SYN
577 | E-165A-C1 | MCC-2 | E-165A | 0.6/1KV EESWAZE 5c-2.5sq |  | 135 | 3/4 | A (Ex) | 1 1/4 | SYN
578 | E-165A-C2 | MCC-2 | I/F | 0.6/1KV EESWAZE 7c-2.5sq |  | 65 | - | - | 1 1/4 | IN S/S
579 | E-165B-P | MCC-2 | E-165B | 0.6/1KV EESWAZE 3c-35sq | 30 | 130 | 1 1/4 | C (Ex) | 2 | 2EH
580 | E-165B-C1 | MCC-2 | E-165B | 0.6/1KV EESWAZE 5c-2.5sq |  | 130 | 3/4 | A (Ex) | 1 1/4 | 2EH
581 | E-165B-C2 | MCC-2 | I/F | 0.6/1KV EESWAZE 7c-2.5sq |  | 65 | - | - | 1 1/4 | IN S/S
582 | E-165C-P | MCC-2 | E-165C | 0.6/1KV EESWAZE 3c-35sq | 30 | 131 | 1 1/4 | C (Ex) | 2 | 2EH
583 | E-165C-C1 | MCC-2 | E-165C | 0.6/1KV EESWAZE 5c-2.5sq |  | 131 | 3/4 | A (Ex) | 1 1/4 | 2EH
584 | E-165C-C2 | MCC-2 | I/F | 0.6/1KV EESWAZE 7c-2.5sq |  | 65 | - | - | 1 1/4 | IN S/S
585 | E-165D-P | MCC-2 | E-165D | 0.6/1KV EESWAZE 3c-35sq | 30 | 126 | 1 1/4 | C (Ex) | 2 | 2EH
586 | E-165D-C1 | MCC-2 | E-165D | 0.6/1KV EESWAZE 5c-2.5sq |  | 126 | 3/4 | A (Ex) | 1 1/4 | 2EH
587 | E-165D-C2 | MCC-2 | I/F | 0.6/1KV EESWAZE 7c-2.5sq |  | 65 | - | - | 1 1/4 | IN S/S
588 | E-165E-P | MCC-2 | E-165E | 0.6/1KV EESWAZE 3c-35sq | 30 | 131 | 1 1/4 | C (Ex) | 2 | SYN
589 | E-165E-C1 | MCC-2 | E-165E | 0.6/1KV EESWAZE 5c-2.5sq |  | 131 | 3/4 | A (Ex) | 1 1/4 | SYN
590 | E-165E-C2 | MCC-2 | I/F | 0.6/1KV EESWAZE 7c-2.5sq |  | 65 | - | - | 1 1/4 | IN S/S
591 | E-165F-P | MCC-2 | E-165F | 0.6/1KV EESWAZE 3c-35sq | 30 | 126 | 1 1/4 | C (Ex) | 2 | 2EH
592 | E-165F-C1 | MCC-2 | E-165F | 0.6/1KV EESWAZE 5c-2.5sq |  | 126 | 3/4 | A (Ex) | 1 1/4 | 2EH
593 | E-165F-C2 | MCC-2 | I/F | 0.6/1KV EESWAZE 7c-2.5sq |  | 65 | - | - | 1 1/4 | IN S/S
594 | E-165G-P | MCC-2 | E-165G | 0.6/1KV EESWAZE 3c-35sq | 30 | 135 | 1 1/4 | C (Ex) | 2 | 2EH
595 | E-165G-C1 | MCC-2 | E-165G | 0.6/1KV EESWAZE 5c-2.5sq |  | 135 | 3/4 | A (Ex) | 1 1/4 | 2EH
596 | E-165G-C2 | MCC-2 | I/F | 0.6/1KV EESWAZE 7c-2.5sq |  | 65 | - | - | 1 1/4 | IN S/S
597 | E-165H-P | MCC-2 | E-165H | 0.6/1KV EESWAZE 3c-35sq | 30 | 130 | 1 1/4 | C (Ex) | 2 | 2EH
598 | E-165H-C1 | MCC-2 | E-165H | 0.6/1KV EESWAZE 5c-2.5sq |  | 130 | 3/4 | A (Ex) | 1 1/4 | 2EH
599 | E-165H-C2 | MCC-2 | I/F | 0.6/1KV EESWAZE 7c-2.5sq |  | 65 | - | - | 1 1/4 | IN S/S
600 | E-165I-P | MCC-3 | E-165I | 0.6/1KV EESWAZE 3c-35sq | 30 | 130 | 1 1/4 | C (Ex) | 2 | 2EH
601 | E-165I-C1 | MCC-3 | E-165I | 0.6/1KV EESWAZE 5c-2.5sq |  | 130 | 3/4 | A (Ex) | 1 1/4 | 2EH
602 | E-165I-C2 | MCC-3 | I/F | 0.6/1KV EESWAZE 7c-2.5sq |  | 65 | - | - | 1 1/4 | IN S/S
603 | E-165J-P | MCC-3 | E-165J | 0.6/1KV EESWAZE 3c-35sq | 30 | 130 | 1 1/4 | C (Ex) | 2 | 2EH
604 | E-165J-C1 | MCC-3 | E-165J | 0.6/1KV EESWAZE 5c-2.5sq |  | 130 | 3/4 | A (Ex) | 1 1/4 | 2EH
605 | E-165J-C2 | MCC-3 | I/F | 0.6/1KV EESWAZE 7c-2.5sq |  | 65 | - | - | 1 1/4 | IN S/S
606 | P-165A-P | MCC-2 | P-165A | 0.6/1KV EESWAZE 3c-35sq | 26 | 92 | 1 1/4 | C (Ex) | 2 | 2EH
607 | P-165A-C1 | MCC-2 | P-165A | 0.6/1KV EESWAZE 5c-2.5sq |  | 92 | 3/4 | A (Ex) | 1 1/4 | 2EH
608 | P-165A-C2 | MCC-2 | I/F | 0.6/1KV EESWAZE 5c-2.5sq |  | 65 | - | - | 1 1/4 | IN S/S
609 | P-165B-P | MCC-2 | P-165B | 0.6/1KV EESWAZE 3c-35sq | 26 | 92 | 1 1/4 | C (Ex) | 2 | 2EH
610 | P-165B-C1 | MCC-2 | P-165B | 0.6/1KV EESWAZE 5c-2.5sq |  | 92 | 3/4 | A (Ex) | 1 1/4 | 2EH
611 | P-165B-C2 | MCC-2 | I/F | 0.6/1KV EESWAZE 5c-2.5sq |  | 65 | - | - | 1 1/4 | IN S/S
612 | P-167A-P | MCC-2 | P-167A | 0.6/1KV EESWAZE 3c-10sq | 11 | 120 | 1 | B (Ex) | 1 1/4 | 2EH
613 | P-167A-C1 | MCC-2 | P-167A | 0.6/1KV EESWAZE 5c-2.5sq |  | 120 | 3/4 | A (Ex) | 1 1/4 | 2EH
614 | P-167A-C2 | MCC-2 | I/F | 0.6/1KV EESWAZE 5c-2.5sq |  | 65 | - | - | 1 1/4 | IN S/S
615 | P-167B-P | MCC-2 | P-167B | 0.6/1KV EESWAZE 3c-10sq | 11 | 120 | 1 | B (Ex) | 1 1/4 | 2EH
616 | P-167B-C1 | MCC-2 | P-167B | 0.6/1KV EESWAZE 5c-2.5sq |  | 120 | 3/4 | A (Ex) | 1 1/4 | 2EH
617 | P-167B-C2 | MCC-2 | I/F | 0.6/1KV EESWAZE 5c-2.5sq |  | 65 | - | - | 1 1/4 | IN S/S
618 | P-169A-P | MCC-2 | P-169A | 0.6/1KV EESWAZE 3c-6sq | 6.6 | 113 | 3/4 | A (Ex) | 1 1/4 | 2EH
619 | P-169A-C1 | MCC-2 | P-169A | 0.6/1KV EESWAZE 5c-2.5sq |  | 113 | 3/4 | A (Ex) | 1 1/4 | 2EH
620 | P-169A-C2 | MCC-2 | I/F | 0.6/1KV EESWAZE 5c-2.5sq |  | 65 | - | - | 1 1/4 | IN S/S
621 | P-169B-P | MCC-2 | P-169B | 0.6/1KV EESWAZE 3c-6sq | 6.6 | 113 | 3/4 | A (Ex) | 1 1/4 | 2EH
622 | P-169B-C1 | MCC-2 | P-169B | 0.6/1KV EESWAZE 5c-2.5sq |  | 113 | 3/4 | A (Ex) | 1 1/4 | 2EH
623 | P-169B-C2 | MCC-2 | I/F | 0.6/1KV EESWAZE 5c-2.5sq |  | 65 | - | - | 1 1/4 | IN S/S
624 | P-212-P | MCC-2 | P-212 | 0.6/1KV EESWAZE 3c-10sq | 11 | 130 | 1 | B (Ex) | 1 1/4 | 2EH
625 | P-212-C1 | MCC-2 | P-212 | 0.6/1KV EESWAZE 7c-2.5sq |  | 130 | 3/4 | A (Ex) | 1 1/4 | 2EH | A. TS
626 | P-212-C2 | MCC-2 | I/F | 0.6/1KV EESWAZE 5c-2.5sq |  | 65 | - | - | 1 1/4 | IN S/S
627 | P-212-TH | P-212 | LOCAL P.B | 0.6/1KV EESWAZE 3c-2.5sq |  | 10 | 3/4 | 0 (Ex) | 1 | 2EH
628 | P-215-P | MCC-2 | P-215 | 0.6/1KV EESWAZE 3c-4sq | 2.2 | 130 | 3/4 | A (Ex) | 1 1/4 | 2EH
629 | P-215-C1 | MCC-2 | P-215 | 0.6/1KV EESWAZE 5c-2.5sq |  | 130 | 3/4 | A (Ex) | 1 1/4 | 2EH
630 | P-215-C2 | MCC-2 | I/F | 0.6/1KV EESWAZE 5c-2.5sq |  | 65 | - | - | 1 1/4 | IN S/S
631 | P-217A-P | MCC-2 | P-217 | 0.6/1KV EESWAZE 3c-4sq | 3 | 113 | 3/4 | A (Ex) | 1 1/4 | 2EH
632 | P-217A-C1 | MCC-2 | P-217 | 0.6/1KV EESWAZE 5c-2.5sq |  | 113 | 3/4 | A (Ex) | 1 1/4 | 2EH
633 | P-217A-C2 | MCC-2 | I/F | 0.6/1KV EESWAZE 5c-2.5sq |  | 65 | - | - | 1 1/4 | IN S/S
634 | P-222-P | MCC-2 | P-222 | 0.6/1KV EESWAZE 3c-10sq | 11 | 132 | 1 | B (Ex) | 1 1/4 | 2EH
635 | P-222-C1 | MCC-2 | P-222 | 0.6/1KV EESWAZE 7c-2.5sq |  | 132 | 3/4 | A (Ex) | 1 1/4 | 2EH | A. TS
636 | P-222-C2 | MCC-2 | I/F | 0.6/1KV EESWAZE 5c-2.5sq |  | 65 | - | - | 1 1/4 | IN S/S
637 | P-222-TH | P-222 | LOCAL P.B | 0.6/1KV EESWAZE 3c-2.5sq |  | 10 | 3/4 | 0 (Ex) | 1 | 2EH
638 | P-222B-P | MCC-2 | P-222B | 0.6/1KV EESWAZE 3c-10sq | 11 | 150 | 1 | B (Ex) | 1 1/4 | 2EH
639 | P-222B-C1 | MCC-2 | P-222B | 0.6/1KV EESWAZE 5c-2.5sq |  | 150 | 3/4 | A (Ex) | 1 1/4 | 2EH
640 | P-222B-C2 | MCC-2 | I/F | 0.6/1KV EESWAZE 5c-2.5sq |  | 65 | - | - | 1 1/4 | IN S/S
641 | P-225-P | MCC-2 | P-225 | 0.6/1KV EESWAZE 3c-4sq | 2.2 | 136 | 3/4 | A (Ex) | 1 1/4 | 2EH
642 | P-225-C1 | MCC-2 | P-225 | 0.6/1KV EESWAZE 5c-2.5sq |  | 136 | 3/4 | A (Ex) | 1 1/4 | 2EH
643 | P-225-C2 | MCC-2 | I/F | 0.6/1KV EESWAZE 5c-2.5sq |  | 65 | - | - | 1 1/4 | IN S/S
644 | P-226-P | MCC-2 | P-226 | 0.6/1KV EESWAZE 3c-4sq | 1.1 | 134 | 3/4 | A (Ex) | 1 1/4 | 2EH
645 | P-226-C1 | MCC-2 | P-226 | 0.6/1KV EESWAZE 5c-2.5sq |  | 134 | 3/4 | A (Ex) | 1 1/4 | 2EH
646 | P-226-C2 | MCC-2 | I/F | 0.6/1KV EESWAZE 5c-2.5sq |  | 65 | - | - | 1 1/4 | IN S/S
647 | A-230-P | MCC-2 | A-230 | 0.6/1KV EESWAZE 3c-4sq | 3.7 | 170 | 3/4 | A (Ex) | 1 1/4 | 2EH
648 | A-230-C1 | MCC-2 | A-230 | 0.6/1KV EESWAZE 7c-2.5sq |  | 170 | 3/4 | A (Ex) | 1 1/4 | 2EH | A
649 | A-230-C2 | MCC-2 | I/F | 0.6/1KV EESWAZE 5c-2.5sq |  | 65 | - | - | 1 1/4 | IN S/S
650 | P-230A-P | MCC-2 | P-230A | 0.6/1KV EESWAZE 3c-4sq | 3.7 | 170 | 3/4 | A (Ex) | 1 1/4 | 2EH
651 | P-230A-C1 | MCC-2 | P-230A | 0.6/1KV EESWAZE 7c-2.5sq |  | 170 | 3/4 | A (Ex) | 1 1/4 | 2EH
652 | P-230A-C2 | MCC-2 | I/F | 0.6/1KV EESWAZE 5c-2.5sq |  | 65 | - | - | 1 1/4 | IN S/S
653 | P-230B-P | MCC-2 | P-230B | 0.6/1KV EESWAZE 3c-4sq | 3.2 | 170 | 3/4 | A (Ex) | 1 1/4 | 2EH
654 | P-230B-C1 | MCC-2 | P-230B | 0.6/1KV EESWAZE 7c-2.5sq |  | 170 | 3/4 | A (Ex) | 1 1/4 | 2EH
655 | P-230B-C2 | MCC-2 | I/F | 0.6/1KV EESWAZE 5c-2.5sq |  | 65 | - | - | 1 1/4 | IN S/S
656 | P-231-P | MCC-2 | P-231 | 0.6/1KV EESWAZE 3c-4sq | 0.37 | 116 | 3/4 | A (Ex) | 1 1/4 | 2EH
657 | P-231-C1 | MCC-2 | P-231 | 0.6/1KV EESWAZE 5c-2.5sq |  | 116 | 3/4 | A (Ex) | 1 1/4 | 2EH
658 | P-231-C2 | MCC-2 | I/F | 0.6/1KV EESWAZE 5c-2.5sq |  | 65 | - | - | 1 1/4 | IN S/S
659 | P-233-P | MCC-2 | P-233 | 0.6/1KV EESWAZE 3c-4sq | 1.35 | 119 | 3/4 | A (Ex) | 1 1/4 | 2EH
660 | P-233-C1 | MCC-2 | P-233 | 0.6/1KV EESWAZE 5c-2.5sq |  | 119 | 3/4 | A (Ex) | 1 1/4 | 2EH
661 | P-233-C2 | MCC-2 | I/F | 0.6/1KV EESWAZE 5c-2.5sq |  | 65 | - | - | 1 1/4 | IN S/S
662 | P-237-P | MCC-2 | P-237 | 0.6/1KV EESWAZE 3c-4sq | 1.1 | 118 | 3/4 | A (Ex) | 1 1/4 | 2EH
663 | P-237-C1 | MCC-2 | P-237 | 0.6/1KV EESWAZE 5c-2.5sq |  | 118 | 3/4 | A (Ex) | 1 1/4 | 2EH
664 | P-237-C2 | MCC-2 | I/F | 0.6/1KV EESWAZE 5c-2.5sq |  | 65 | - | - | 1 1/4 | IN S/S
665 | F-240-P | MCC-2 | F-240 | 0.6/1KV EESWAZE 3c-4sq | 5.5 | 121 | 3/4 | A (Ex) | 1 1/4 | 2EH
666 | F-240-C1 | MCC-2 | F-240 | 0.6/1KV EESWAZE 7c-2.5sq |  | 121 | 3/4 | A (Ex) | 1 1/4 | 2EH | A
667 | F-240-C2 | MCC-2 | I/F | 0.6/1KV EESWAZE 5c-2.5sq |  | 65 | - | - | 1 1/4 | IN S/S
668 | P-243-P | MCC-2 | P-243 | 0.6/1KV EESWAZE 3c-4sq | 1.1 | 116 | 3/4 | A (Ex) | 1 1/4 | 2EH
669 | P-243-C1 | MCC-2 | P-243 | 0.6/1KV EESWAZE 5c-2.5sq |  | 116 | 3/4 | A (Ex) | 1 1/4 | 2EH
670 | P-243-C2 | MCC-2 | I/F | 0.6/1KV EESWAZE 5c-2.5sq |  | 65 | - | - | 1 1/4 | IN S/S
671 | P-251-P | MCC-2 | P-251 | 0.6/1KV EESWAZE 3c-4sq | 1.1 | 113 | 3/4 | A (Ex) | 1 1/4 | 2EH
672 | P-251-C1 | MCC-2 | P-251 | 0.6/1KV EESWAZE 5c-2.5sq |  | 113 | 3/4 | A (Ex) | 1 1/4 | 2EH
673 | P-251-C2 | MCC-2 | I/F | 0.6/1KV EESWAZE 5c-2.5sq |  | 65 | - | - | 1 1/4 | IN S/S
674 | P-252-P | MCC-2 | P-252 | 0.6/1KV EESWAZE 3c-6sq | 6.6 | 115 | 3/4 | A (Ex) | 1 1/4 | 2EH
675 | P-252-C1 | MCC-2 | P-252 | 0.6/1KV EESWAZE 7c-2.5sq |  | 115 | 3/4 | A (Ex) | 1 1/4 | 2EH | A. TS
676 | P-252-C2 | MCC-2 | I/F | 0.6/1KV EESWAZE 5c-2.5sq |  | 65 | - | - | 1 1/4 | IN S/S
677 | P-252-TH | P-252 | LOCAL P.B | 0.6/1KV EESWAZE 3c-2.5sq |  | 10 | 3/4 | 0 (Ex) | 1 | 2EH
678 | P-255-P | MCC-2 | P-255 | 0.6/1KV EESWAZE 3c-4sq | 1.1 | 110 | 3/4 | A (Ex) | 1 1/4 | 2EH
679 | P-255-C1 | MCC-2 | P-255 | 0.6/1KV EESWAZE 5c-2.5sq |  | 110 | 3/4 | A (Ex) | 1 1/4 | 2EH
680 | P-255-C2 | MCC-2 | I/F | 0.6/1KV EESWAZE 5c-2.5sq |  | 65 | - | - | 1 1/4 | IN S/S
681 | P-257-P | MCC-2 | P-257 | 0.6/1KV EESWAZE 3c-4sq | 1.1 | 115 | 3/4 | A (Ex) | 1 1/4 | 2EH
682 | P-257-C1 | MCC-2 | P-257 | 0.6/1KV EESWAZE 5c-2.5sq |  | 115 | 3/4 | A (Ex) | 1 1/4 | 2EH
683 | P-257-C2 | MCC-2 | I/F | 0.6/1KV EESWAZE 5c-2.5sq |  | 65 | - | - | 1 1/4 | IN S/S
684 | A-310-P | MCC-3 | A-310 | 0.6/1KV EESWAZE 3c-16sq | 22 | 140 | 1 | B (Ex) | 1 1/2 | 2EH
685 | A-310-C1 | MCC-3 | A-310 | 0.6/1KV EESWAZE 7c-2.5sq |  | 140 | 3/4 | A (Ex) | 1 1/4 | 2EH | A
686 | A-310-C2 | MCC-3 | I/F | 0.6/1KV EESWAZE 5c-2.5sq |  | 65 | - | - | 1 1/4 | IN S/S
687 | A-311-P | MCC-3 | A-311 | 0.6/1KV EESWAZE 3c-16sq | 22 | 140 | 1 | B (Ex) | 1 1/2 | 2EH
688 | A-311-C1 | MCC-3 | A-311 | 0.6/1KV EESWAZE 7c-2.5sq |  | 140 | 3/4 | A (Ex) | 1 1/4 | 2EH | A
689 | A-311-C2 | MCC-3 | I/F | 0.6/1KV EESWAZE 5c-2.5sq |  | 65 | - | - | 1 1/4 | IN S/S
690 | P-312A-P | MCC-3 | P-312A | 0.6/1KV EESWAZE 3c-4sq | 5.5 | 96 | 3/4 | A (Ex) | 1 1/4 | 2EH
691 | P-312A-C1 | MCC-3 | P-312A | 0.6/1KV EESWAZE 5c-2.5sq |  | 96 | 3/4 | A (Ex) | 1 1/4 | 2EH
692 | P-312A-C2 | MCC-3 | I/F | 0.6/1KV EESWAZE 5c-2.5sq |  | 65 | - | - | 1 1/4 | IN S/S
693 | P-312B-P | MCC-3 | P-312B | 0.6/1KV EESWAZE 3c-4sq | 5.5 | 96 | 3/4 | A (Ex) | 1 1/4 | 2EH
694 | P-312B-C1 | MCC-3 | P-312B | 0.6/1KV EESWAZE 5c-2.5sq |  | 96 | 3/4 | A (Ex) | 1 1/4 | 2EH
695 | P-312B-C2 | MCC-3 | I/F | 0.6/1KV EESWAZE 5c-2.5sq |  | 65 | - | - | 1 1/4 | IN S/S
696 | P-321A-P | MCC-3 | P-321A | 0.6/1KV EESWAZE 3c-4sq | 2.2 | 100 | 3/4 | A (Ex) | 1 1/4 | 2EH
697 | P-321A-C1 | MCC-3 | P-321A | 0.6/1KV EESWAZE 5c-2.5sq |  | 100 | 3/4 | A (Ex) | 1 1/4 | 2EH
698 | P-321A-C2 | MCC-3 | I/F | 0.6/1KV EESWAZE 5c-2.5sq |  | 65 | - | - | 1 1/4 | IN S/S
699 | P-321B-P | MCC-3 | P-321B | 0.6/1KV EESWAZE 3c-4sq | 2.2 | 100 | 3/4 | A (Ex) | 1 1/4 | 2EH
700 | P-321B-C1 | MCC-3 | P-321B | 0.6/1KV EESWAZE 5c-2.5sq |  | 100 | 3/4 | A (Ex) | 1 1/4 | 2EH
701 | P-321B-C2 | MCC-3 | I/F | 0.6/1KV EESWAZE 5c-2.5sq |  | 65 | - | - | 1 1/4 | IN S/S
702 | P-322A-P | MCC-3 | P-322A | 0.6/1KV EESWAZE 3c-70sq | 55 | 105 | 1 1/2 | C2 (Ex) | 3 | 2EH
703 | P-322A-C1 | MCC-3 | P-322A | 0.6/1 KV EESWAZE 7c-2.5sq |  | 105 | 3/4 | A (Ex) | 1 1/4 | 2EH | A. TS
704 | P-322A-C2 | MCC-3 | I/F | 0.6/1KV EESWAZE 5c-2.5sq |  | 65 | - | - | 1 1/4 | IN S/S
705 | P-322A-TH | P-322A | LOCAL P.B | 0.6/1KV EESWAZE 3c-2.5sq |  | 10 | 3/4 | 0 (Ex) | 1 | 2EH
706 | P-322B-P | MCC-3 | P-322B | 0.6/1KV EESWAZE 3c-70sq | 55 | 105 | 1 1/2 | C2 (Ex) | 3 | 2EH
707 | P-322B-C1 | MCC-3 | P-322B | 0.6/1KV EESWAZE 7c-2.5sq |  | 105 | 3/4 | A (Ex) | 1 1/4 | 2EH | A. TS
708 | P-322B-C2 | MCC-3 | I/F | 0.6/1KV EESWAZE 5c-2.5sq |  | 65 | - | - | 1 1/4 | IN S/S
709 | P-322B-TH | P-322B | LOCAL P.B | 0.6/1KV EESWAZE 3c-2.5sq |  | 10 | 3/4 | 0 (Ex) | 1 | 2EH
710 | P-325A-P | MCC-3 | P-325A | 0.6/1KV EESWAZE 3c-10sq | 11 | 90 | 1 | B (Ex) | 1 1/4 | 2EH
711 | P-325A-C1 | MCC-3 | P-325A | 0.6/1 KV EESWAZE 5c-2.5sq |  | 90 | 3/4 | A (Ex) | 1 1/4 | 2EH
712 | P-325A-C2 | MCC-3 | I/F | 0.6/1KV EESWAZE 5c-2.5sq |  | 65 | - | - | 1 1/4 | IN S/S
713 | P-325B-P | MCC-3 | P-325B | 0.6/1KV EESWAZE 3c-10sq | 11 | 90 | 1 | B (Ex) | 1 1/4 | 2EH
714 | P-325B-C1 | MCC-3 | P-325B | 0.6/lKV EESWAZE 5c-2.5sq |  | 90 | 3/4 | A (Ex) | 1 1/4 | 2EH
715 | P-325B-C2 | MCC-3 | I/F | 0.6/1KV EESWAZE 5c-2.5sq |  | 65 | - | - | 1 1/4 | IN S/S
716 | P-326A-P | MCC-3 | P-326A | 0.6/lKV EESWAZE 3c-4sq | 0.75 | 90 | 3/4 | A (Ex) | 1 1/4 | 2EH
717 | P-326A-C1 | MCC-3 | P-326A | 0.6/lKV EESWAZE 5c-2.5sq |  | 90 | 3/4 | A (Ex) | 1 1/4 | 2EH
718 | P-326A-C2 | MCC-3 | I/F | 0.6/lKV EESWAZE 5c-2.5sq |  | 65 | - | - | 1 1/4 | IN S/S
719 | P-326B-P | MCC-3 | P-326B | 0.6/lKV EESWAZE 3c-4sq | 0.75 | 90 | 3/4 | A (Ex) | 1 1/4 | 2EH
720 | P-326B-C1 | MCC-3 | P-326B | 0.6/lKV EESWAZE 5c-2.5sq |  | 90 | 3/4 | A (Ex) | 1 1/4 | 2EH
721 | P-326B-C2 | MCC-3 | I/F | 0.6/lKV EESWAZE 5c-2.5sq |  | 65 | - | - | 1 1/4 | IN S/S
722 | C-412-P2-P | MCC-3 | C-412-P2 | 0.6/lKV EESWAZE 3c-4sq | 1.5 | 126 | 3/4 | Affix) | 1 1/4 | 2EH
723 | C-412-P2-C1 | MCC-3 | C-412-P2 | 0.6/lKV EESWAZE 5c-2.5sq |  | 126 | 3/4 | A (Ex) | 1 1/4 | 2EH
724 | C-412-P2-C2 | MCC-3 | I/F | 0.6/lKV EESWAZE 5c-2.5sq |  | 65 | - | - | 1 1/4 | IN S/S
725 | E-414A-P | MCC-3 | E-414A | 0.6/lKV EESWAZE 3c-10sq | 15 | 175 | 1 | B (Ex) | 1 1/4 | 2EH
726 | E-414A-C1 | MCC-3 | E-414A | 0.6/lKV EESWAZE 5c-2.5sq |  | 175 | 3/4 | A (Ex) | 1 1/4 | 2EH
727 | E-414A-C2 | MCC-3 | I/F | 0.6/1KV EESWAZE 7c-2.5sq |  | 65 | - | - | 1 1/4 | IN S/S
728 | E-414B-P | MCC-3 | E-414B | 0.6/lKV EESWAZE 3c-10sq | 15 | 170 | 1 | B (Ex) | l 1/4 | 2EH
729 | E-414B-C1 | MCC-3 | E-414B | 0.6/lKV EESWAZE 5c-2.5sq |  | 170 | 3/4 | A (Ex) | 1 1/4 | 2EH
730 | E-414B-C2 | MCC-3 | I/F | 0.6/1KV EESWAZE 7c-2.5sq |  | 65 | - | - | 1 1/4 | IN S/S
731 | P-417A-P | MCC-3 | P-417A | 0.6/lKV EESWAZE 3c-16sq | 22 | 130 | 1 | B (Ex) | 1 1/2 | 2EH
732 | P-417A-C1 | MCC-3 | P-417A | 0.6/lKV EESWAZE 5c-2.5sq |  | 130 | 3/4 | A (Ex) | 1 1/4 | 2EH
733 | P-417A-C2 | MCC-3 | I/F | 0.6/lKV EESWAZE 5c-2.5sq |  | 65 | - | - | 1 1/4 | IN S/S
734 | P-417B-P | MCC-3 | P-417B | 0.6/lKV EESWAZE 3c-16sq | 22 | 130 | 1 | B (Ex) | 1 1/2 | 2EH
735 | P-417 B-Cl | MCC-3 | P-417B | 0.6/lKV EESWAZE 5c-2.5sq |  | 130 | 3/4 | A (Ex) | 1 1/4 | 2EH
736 | P-417B-C2 | MCC-3 | I/F | 0.6/lKV EESWAZE 5c-2.5sq |  | 65 | - | - | 1 1/4 | IN S/S
737 | E-418A-P | MCC-3 | E-418A | 0.6/lKV EESWAZE 3c-16sq | 18.5 | 155 | 1 | B (Ex) | 1 1/2 | 2EH
738 | E-418A-C1 | MCC-3 | E-418A | 0.6/lKV EESWAZE 5c-2.5sq |  | 155 | 3/4 | A (Ex) | 1 1/4 | 2EH
739 | E-418A-C2 | MCC-3 | I/F | 0.6/1KV EESWAZE 7c-2.5sq |  | 65 | - | - | 1 1/4 | IN S/S
740 | E-418B-P | MCC-3 | E-418B | 0.6/lKV EESWAZE 3c-16sq | 18.5 | 150 | 1 | B (Ex) | 1 1/2 | 2EH
741 | E-418B-C1 | MCC-3 | E-418B | 0.6/lKV EESWAZE 5c-2.5sq |  | 150 | 3/4 | A (Ex) | 1 1/4 | 2EH
742 | E-418B-C2 | MCC-3 | I/F | 0.6/1KV EESWAZE 7c-2.5sq |  | 65 | - | - | 1 1/4 | IN S/S
743 | P-422A-P | MCC-3 | P-422A | 0.6/lKV EESWAZE 3c-16sq | 18.5 | 116 | 1 | B (Ex) | 1 1/2 | 2EH
744 | P-422A-C1 | MCC-3 | P-422A | 0.6/1KV EESWAZE 5c-2.5sq |  | 116 | 3/4 | A (Ex) | 1 1/4 | 2EH | TS
745 | P-422A-C2 | MCC-3 | I/F | 0.6/1KV EESWAZE 5c-2.5sq |  | 65 | - | - | 1 1/4 | IN S/S
746 | P-422A-TH | P-422A | LOCAL P.B | 0.6/1KV EESWAZE 3c-2.5sq |  | 10 | 3/4 | 0 (Ex) | 1 | 2EH
747 | P-422B-P | MCC-3 | P-422B | 0.6/1KV EESWAZE 3c-16sq | 18.5 | 116 | 1 | B (Ex) | 1 1/2 | 2EH
748 | P-422B-C1 | MCC-3 | P-422B | 0.6/1KV EESWAZE 5c-2.5sq |  | 116 | 3/4 | A (Ex) | 1 1/4 | 2EH | TS
749 | P-422B-C2 | MCC-3 | I/F | 0.6/1KV EESWAZE 5c-2.5sq |  | 65 | - | - | 1 1/4 | IN S/S
750 | P-422B-TH | P-422B | LOCAL P.B | 0.6/1KV EESWAZE 3c-2.5sq |  | 10 | 3/4 | 0 (Ex) | 1 | 2EH
751 | E-425A-P | MCC-3 | E-425A | 0.6/1KV EESWAZE 3c-10sq | 15 | 155 | 1 | B (Ex) | 1 1/4 | 2EH
752 | E-425A-C1 | MCC-3 | E-425A | 0.6/1KV EESWAZE 5c-2.5sq |  | 155 | 3/4 | A (Ex) | 1 1/4 | 2EH
753 | E-425A-C2 | MCC-3 | I/F | 0.6/1KV EESWAZE 7c-2.5sq |  | 65 | - | - | 1 1/4 | IN S/S
754 | E-425B-P | MCC-3 | E-425B | 0.6/1KV EESWAZE 3c-10sq | 15 | 150 | 1 | B (Ex) | 1 1/4 | 2EH
755 | E-425B-C1 | MCC-3 | E-425B | 0.6/1KV EESWAZE 5c-2.5sq |  | 150 | 3/4 | A (Ex) | 1 1/4 | 2EH
756 | E-425B-C2 | MCC-3 | I/F | 0.6/1KV EESWAZE 7c-2.5sq |  | 65 | - | - | 1 1/4 | IN S/S
757 | P-425A-P | MCC-3 | P-425A | 0.6/1KV EESWAZE 3c-4sq | 1.5 | 100 | 3/4 | A (Ex) | 1 1/4 | 2EH
758 | P-425A-C1 | MCC-3 | P-425A | 0.6/1KV EESWAZE 5c-2.5sq |  | 100 | 3/4 | A (Ex) | 1 1/4 | 2EH
759 | P-425A-C2 | MCC-3 | I/F | 0.6/1KV EESWAZE 5c-2.5sq |  | 65 | - | - | 1 1/4 | IN S/S
760 | P-425B-P | MCC-3 | P-425B | 0.6/1KV EESWAZE 3c-4sq | 1.5 | 100 | 3/4 | Affix) | 1 1/4 | 2EH
761 | P-425B-C1 | MCC-3 | P-425B | 0.6/1KV EESWAZE 5c-2.5sq |  | 100 | 3/4 | A (Ex) | 1 1/4 | 2EH
762 | P-425B-C2 | MCC-3 | I/F | 0.6/1KV EESWAZE 5c-2.5sq |  | 65 | - | - | 1 1/4 | IN S/S
763 | P-426A-P | MCC-3 | P-426A | 0.6/1KV EESWAZE 3c-4sq | 0.75 | 105 | 3/4 | Affix) | 1 1/4 | 2EH
764 | P-426A-C1 | MCC-3 | P-426A | 0.6/1KV EESWAZE 5c-2.5sq |  | 105 | 3/4 | A (Ex) | 1 1/4 | 2EH
765 | P-426A-C2 | MCC-3 | I/F | 0.6/1KV EESWAZE 5c-2.5sq |  | 65 | - | - | 1 1/4 | IN S/S
766 | P-426B-P | MCC-3 | P-426B | 0.6/1KV EESWAZE 3c-4sq | 0.75 | 105 | 3/4 | A (Ex) | 1 1/4 | 2EH
767 | P-426B-C1 | MCC-3 | P-426B | 0.6/1KV EESWAZE 5c-2.5sq |  | 105 | 3/4 | Affix) | 1 1/4 | 2EH
768 | P-426B-C2 | MCC-3 | I/F | 0.6/1KV EESWAZE 5c-2.5sq |  | 65 | - | - | 1 1/4 | IN S/S
769 | P-432-P | MCC-3 | P-432 | 0.6/1KV EESWAZE 3c-10sq | 11 | 118 | 1 | B (Ex) | 1 1/4 | 2EH
770 | P-432-C1 | MCC-3 | P-432 | 0.6/1KV EESWAZE 5c-2.5sq |  | 118 | 3/4 | A (Ex) | 1 1/4 | 2EH | TS
771 | P-432-C2 | MCC-3 | I/F | 0.6/1KV EESWAZE 5c-2.5sq |  | 65 | - | - | 1 1/4 | IN S/S
772 | P-432-TH | P-432 | LOCAL P.B | 0.6/1KV EESWAZE 3c-2.5sq |  | 10 | 3/4 | 0 (Ex) | 1 | 2EH
773 | P-435A-P | MCC-3 | P-435A | 0.6/1KV EESWAZE 3c-10sq | 15 | 114 | 1 | B (Ex) | 1 1/4 | 2EH
774 | P-435A-C1 | MCC-3 | P-435A | 0.6/1KV EESWAZE 5c-2.5sq |  | 114 | 3/4 | A (Ex) | 1 1/4 | 2EH | TS
775 | P-435A-C2 | MCC-3 | I/F | 0.6/1KV EESWAZE 5c-2.5sq |  | 65 | - | - | 1 1/4 | IN S/S
776 | P-435A-TH | P-435A | LOCAL P.B | 0.6/1KV EESWAZE 3c-2.5sq |  | 10 | 3/4 | 0 (Ex) | 1 | 2EH
777 | P-435B-P | MCC-3 | P-435B | 0.6/1KV EESWAZE 3c-10sq | 15 | 114 | 1 | B (Ex) | 1 1/4 | 2EH
778 | P-435B-C1 | MCC-3 | P-435B | 0.6/1KV EESWAZE 5c-2.5sq |  | 114 | 3/4 | A (Ex) | 1 1/4 | 2EH | TS
779 | P-435B-C2 | MCC-3 | I/F | 0.6/1KV EESWAZE 5c-2.5sq |  | 65 | - | - | 1 1/4 | IN S/S
780 | P-435B-TH | P-435B | LOCAL P.B | 0.6/1KV EESWAZE 3c-2.5sq |  | 10 | 3/4 | 0 (Ex) | 1 | 2EH
781 | E-437A-P | MCC-3 | E-437A | 0.6/1KV EESWAZE 3c-4sq | 5.5 | 178 | 3/4 | A (Ex) | 1 1/4 | 2EH
782 | E-437A-C1 | MCC-3 | E-437A | 0.6/1KV EESWAZE 5c-2.5sq |  | 178 | 3/4 | A (Ex) | 1 1/4 | 2EH
783 | E-437A-C2 | MCC-3 | I/F | 0.6/1KV EESWAZE 7c-2.5sq |  | 65 | - | - | 1 1/4 | IN S/S
784 | E-437B-P | MCC-3 | E-437B | 0.6/1KV EESWAZE 3c-4sq | 5.5 | 175 | 3/4 | A (Ex) | 1 1/4 | 2EH
785 | E-437B-C1 | MCC-3 | E-437B | 0.6/1KV EESWAZE 5c-2.5sq |  | 175 | 3/4 | A (Ex) | 1 1/4 | 2EH
786 | E-437B-C2 | MCC-3 | I/F | 0.6/1KV EESWAZE 7c-2.5sq |  | 65 | - | - | 1 1/4 | IN S/S
787 | E-437C-P | MCC-3 | E-437C | 0.6/1KV EESWAZE 3c-4sq | 5.5 | 173 | 3/4 | A (Ex) | 1 1/4 | 2EH
788 | E-437C-C1 | MCC-3 | E-437C | 0.6/1KV EESWAZE 5c-2.5sq |  | 173 | 3/4 | A (Ex) | 1 1/4 | 2EH
789 | E-437C-C2 | MCC-3 | I/F | 0.6/1KV EESWAZE 7c-2.5sq |  | 65 | - | - | 1 1/4 | IN S/S
790 | P-442A-P | MCC-3 | P-442A | 0.6/1KV EESWAZE 3c-4sq | 2.2 | 126 | 3/4 | A (Ex) | 1 1/4 | 2EH
791 | P-442A-C1 | MCC-3 | P-442A | 0.6/1KV EESWAZE 5c-2.5sq |  | 126 | 3/4 | A (Ex) | 1 1/4 | 2EH | TS
792 | P-442A-C2 | MCC-3 | I/F | 0.6/1KV EESWAZE 5c-2.5sq |  | 65 | - | - | 1 1/4 | IN S/S
793 | P-442A-TH | P-442A | LOCAL P.B | 0.6/1KV EESWAZE 3c-2.5sq |  | 10 | 3/4 | 0 (Ex) | 1 | 2EH
794 | P-442B-P | MCC-3 | P-442B | 0.6/1KV EESWAZE 3c-4sq | 2.2 | 126 | 3/4 | A (Ex) | 1 1/4 | 2EH
795 | P-442B-C1 | MCC-3 | P-442B | 0.6/1KV EESWAZE 5c-2.5sq |  | 126 | 3/4 | A (Ex) | 1 1/4 | 2EH | TS
796 | P-442B-C2 | MCC-3 | I/F | 0.6/1KV EESWAZE 5c-2.5sq |  | 65 | - | - | 1 1/4 | IN S/S
797 | P-442B-TH | P-442B | LOCAL P.B | 0.6/1KV EESWAZE 3c-2.5sq |  | 10 | 3/4 | 0 (Ex) | 1 | 2EH
798 | P-445-P | MCC-3 | P-445 | 0.6/1KV EESWAZE 3c-4sq | 2.2 | 120 | 3/4 | A (Ex) | 1 1/4 | 2EH
799 | P-445-C1 | MCC-3 | P-445 | 0.6/1KV EESWAZE 5c-2.5sq |  | 120 | 3/4 | A (Ex) | 1 1/4 | 2EH
800 | P-445-C2 | MCC-3 | I/F | 0.6/1KV EESWAZE 5c-2.5sq |  | 65 | - | - | 1 1/4 | IN S/S
801 | P-452-P | MCC-3 | P-452 | 0.6/1KV EESWAZE 3c-4sq | 2.2 | 127 | 3/4 | A (Ex) | 1 1/4 | 2EH
802 | P-452-C1 | MCC-3 | P-452 | 0.6/1KV EESWAZE 5c-2.5sq |  | 127 | 3/4 | A (Ex) | 1 1/4 | 2EH | TS
803 | P-452-C2 | MCC-3 | I/F | 0.6/1KV EESWAZE 5c-2.5sq |  | 65 | - | - | 1 1/4 | IN S/S
804 | P-452-TH | P-452 | LOCAL P.B | 0.6/1KV EESWAZE 3c-2.5sq |  | 10 | 3/4 | 0 (Ex) | 1 | 2EH
805 | P-455A-P | MCC-3 | P-455A | 0.6/1KV EESWAZE 3c-4sq | 2.2 | 120 | 3/4 | A (Ex) | 1 1/4 | 2EH
806 | P-455A-C1 | MCC-3 | P-455A | 0.6/1KV EESWAZE 5c-2.5sq |  | 120 | 3/4 | A (Ex) | 1 1/4 | 2EH
807 | P-455A-C2 | MCC-3 | I/F | 0.6/1KV EESWAZE 5c-2.5sq |  | 65 | - | - | 1 1/4 | IN S/S
808 | P-455B-P | MCC-3 | P-455B | 0.6/1KV EESWAZE 3c-4sq | 2.2 | 120 | 3/4 | A (Ex) | 1 1/4 | 2EH
809 | P-455B-C1 | MCC-3 | P-455B | 0.6/1KV EESWAZE 5c-2.5sq |  | 120 | 3/4 | A (Ex) | 1 1/4 | 2EH
810 | P-455B-C2 | MCC-3 | I/F | 0.6/1KV EESWAZE 5c-2.5sq |  | 65 | - | - | 1 1/4 | IN S/S
811 | P-456-P | MCC-3 | P-456 | 0.6/1KV EESWAZE 3c-4sq | 0.75 | 106 | 3/4 | A (Ex) | 1 1/4 | 2EH
812 | P-456-C1 | MCC-3 | P-456 | 0.6/1KV EESWAZE 5c-2.5sq |  | 106 | 3/4 | A (Ex) | 1 1/4 | 2EH
813 | P-456-C2 | MCC-3 | I/F | 0.6/1KV EESWAZE 5c-2.5sq |  | 65 | - | - | 1 1/4 | IN S/S
814 | P-511A-P | MCC-3 | P-511A | 0.6/1KV EESWAZE 3c-120sq | 90 | 123 | 2 | D (Ex) | 3 | 2EH
815 | P-511A-C1 | MCC-3 | P-511A | 0.6/1KV EESWAZE 7c-2.5sq |  | 123 | 3/4 | A (Ex) | 1 1/4 | 2EH | A
816 | P-511A-C2 | MCC-3 | I/F | 0.6/1KV EESWAZE 5c-2.5sq |  | 65 | - | - | 1 1/4 | IN S/S
817 | P-511B-P | MCC-3 | P-511B | 0.6/1KV EESWAZE 3c-120sq | 90 | 123 | 2 | D (Ex) | 3 | 2EH
818 | P-511B-C1 | MCC-3 | P-511B | 0.6/1KV EESWAZE 7c-2.5sq |  | 123 | 3/4 | A (Ex) | 1 1/4 | 2EH | A
819 | P-511B-C2 | MCC-3 | I/F | 0.6/1KV EESWAZE 5c-2.5sq |  | 65 | - | - | 1 1/4 | IN S/S
820 | P-517A-P | MCC-3 | P-517A | 0.6/1KV EESWAZE 3c-4sq | 5.5 | 130 | 3/4 | A (Ex) | 1 1/4 | 2EH
821 | P-517A-C1 | MCC-3 | P-517A | 0.6/1KV EESWAZE 5c-2.5sq |  | 130 | 3/4 | A (Ex) | 1 1/4 | 2EH
822 | P-517A-C2 | MCC-3 | I/F | 0.6/1KV EESWAZE 5c-2.5sq |  | 65 | - | - | 1 1/4 | IN S/S
823 | P-517B-P | MCC-3 | P-517B | 0.6/1KV EESWAZE 3c-4sq | 5.5 | 130 | 3/4 | A (Ex) | 1 1/4 | 2EH
824 | P-517B-C1 | MCC-3 | P-517B | 0.6/1KV EESWAZE 5c-2.5sq |  | 130 | 3/4 | A (Ex) | 1 1/4 | 2EH
825 | P-517B-C2 | MCC-3 | I/F | 0.6/1KV EESWAZE 5c-2.5sq |  | 65 | - | - | 1 1/4 | IN S/S
826 | P-522A-P | MCC-3 | P-522A | 0.6/1KV EESWAZE 3c-4sq | 2.2 | 130 | 3/4 | A (Ex) | 1 1/4 | 2EH
827 | P-522A-C1 | MCC-3 | P-522A | 0.6/1KV EESWAZE 5c-2.5sq |  | 130 | 3/4 | A (Ex) | 1 1/4 | 2EH | TS
828 | P-522A-C2 | MCC-3 | I/F | 0.6/1KV EESWAZE 5c-2.5sq |  | 65 | - | - | 1 1/4 | IN S/S
829 | P-522A-TH | P-522A | LOCAL P.B | 0.6/1KV EESWAZE 3c-2.5sq |  | 10 | 3/4 | 0 (Ex) | 1 | 2EH
830 | P-522B-P | MCC-3 | P-522B | 0.6/1KV EESWAZE 3c-4sq | 2.2 | 130 | 3/4 | A (Ex) | 1 1/4 | 2EH
831 | P-522 B-Cl | MCC-3 | P-522B | 0.6/1KV EESWAZE 5c-2.5sq |  | 130 | 3/4 | A (Ex) | 1 1/4 | 2EH | TS
832 | P-522B-C2 | MCC-3 | I/F | 0.6/1KV EESWAZE 5c-2.5sq |  | 65 | - | - | 1 1/4 | IN S/S
833 | P-522B-TH | P-522B | LOCAL P.B | 0.6/1KV EESWAZE 3c-2.5sq |  | 10 | 3/4 | 0 (Ex) | 1 | 2EH
834 | E-525A-P | MCC-3 | E-525A | 0.6/1KV EESWAZE 3c-4sq | 5.5 | 178 | 3/4 | A (Ex) | 1 1/4 | 2EH
835 | E-525A-C1 | MCC-3 | E-525A | 0.6/1KV EESWAZE 5c-2.5sq |  | 178 | 3/4 | A (Ex) | 1 1/4 | 2EH
836 | E-525A-C2 | MCC-3 | I/F | 0.6/1KV EESWAZE 7c-2.5sq |  | 65 | - | - | 1 1/4 | IN S/S
837 | E-525B-P | MCC-3 | E-525B | 0.6/1KV EESWAZE 3c-4sq | 5.5 | 175 | 3/4 | A (Ex) | 1 1/4 | 2EH
838 | E-525B-C1 | MCC-3 | E-525B | 0.6/1KV EESWAZE 5c-2.5sq |  | 175 | 3/4 | A (Ex) | 1 1/4 | 2EH
839 | E-525B-C2 | MCC-3 | I/F | 0.6/1KV EESWAZE 7c-2.5sq |  | 65 | - | - | 1 1/4 | IN S/S
840 | E-525C-P | MCC-3 | E-525C | 0.6/1KV EESWAZE 3c-4sq | 5.5 | 173 | 3/4 | A (Ex) | 1 1/4 | 2EH
841 | E-525C-C1 | MCC-3 | E-525C | 0.6/1KV EESWAZE 5c-2.5sq |  | 173 | 3/4 | A (Ex) | 1 1/4 | 2EH
842 | E-525C-C2 | MCC-3 | I/F | 0.6/1KV EESWAZE 7c-2.5sq |  | 65 | - | - | 1 1/4 | IN S/S
843 | P-525A-P | MCC-3 | P-525A | 0.6/1KV EESWAZE 3c-4sq | 2.2 | 130 | 3/4 | A (Ex) | 1 1/4 | 2EH
844 | P-525A-C1 | MCC-3 | P-525A | 0.6/1KV EESWAZE 5c-2.5sq |  | 130 | 3/4 | A (Ex) | 1 1/4 | 2EH
845 | P-525A-C2 | MCC-3 | I/F | 0.6/1KV EESWAZE 5c-2.5sq |  | 65 | - | - | 1 1/4 | IN S/S
846 | P-525B-P | MCC-3 | P-525B | 0.6/1KV EESWAZE 3c-4sq | 2.2 | 130 | 3/4 | A (Ex) | 1 1/4 | 2EH
847 | P-525B-C1 | MCC-3 | P-525B | 0.6/1KV EESWAZE 5c-2.5sq |  | 130 | 3/4 | A (Ex) | 1 1/4 | 2EH
848 | P-525B-C2 | MCC-3 | I/F | 0.6/1KV EESWAZE 5c-2.5sq |  | 65 | - | - | 1 1/4 | IN S/S
849 | P-532-P | MCC-3 | P-532 | 0.6/1KV EESWAZE 3c-4sq | 1.5 | 135 | 3/4 | A (Ex) | 1 1/4 | 2EH
850 | P-532-C1 | MCC-3 | P-532 | 0.6/1KV EESWAZE 5c-2.5sq |  | 135 | 3/4 | A (Ex) | 1 1/4 | 2EH
851 | P-532-C2 | MCC-3 | I/F | 0.6/1KV EESWAZE 5c-2.5sq |  | 65 | - | - | 1 1/4 | IN S/S
852 | E-535A-P | MCC-3 | E-535A | 0.6/1KV EESWAZE 3c-4sq | 5.5 | 180 | 3/4 | A (Ex) | 1 1/4 | 2EH
853 | E-535A-C1 | MCC-3 | E-535A | 0.6/1KV EESWAZE 5c-2.5sq |  | 180 | 3/4 | A (Ex) | 1 1/4 | 2EH
854 | E-535A-C2 | MCC-3 | I/F | 0.6/1KV EESWAZE 7c-2.5sq |  | 65 | - | - | 1 1/4 | IN S/S
855 | E-535B-P | MCC-3 | E-535B | 0.6/1KV EESWAZE 3c-4sq | 5.5 | 177 | 3/4 | A (Ex) | 1 1/4 | 2EH
856 | E-535B-C1 | MCC-3 | E-535B | 0.6/1KV EESWAZE 5c-2.5sq |  | 177 | 3/4 | A (Ex) | 1 1/4 | 2EH
857 | E-535B-C2 | MCC-3 | I/F | 0.6/1KV EESWAZE 7c-2.5sq |  | 65 | - | - | 1 1/4 | IN S/S
858 | E-535C-P | MCC-3 | E-535C | 0.6/1KV EESWAZE 3c-4sq | 5.5 | 175 | 3/4 | A (Ex) | 1 1/4 | 2EH
859 | E-535C-C1 | MCC-3 | E-535C | 0.6/1KV EESWAZE 5c-2.5sq |  | 175 | 3/4 | A (Ex) | 1 1/4 | 2EH
860 | E-535C-C2 | MCC-3 | I/F | 0.6/1KV EESWAZE 7c-2.5sq |  | 65 | - | - | 1 1/4 | IN S/S
861 | P-535A-P | MCC-3 | P-535A | 0.6/1KV EESWAZE 3c-4sq | 3.7 | 133 | 3/4 | A (Ex) | 1 1/4 | 2EH
862 | P-535A-C1 | MCC-3 | P-535A | 0.6/1KV EESWAZE 5c-2.5sq |  | 133 | 3/4 | A (Ex) | 1 1/4 | 2EH
863 | P-535A-C2 | MCC-3 | I/F | 0.6/1KV EESWAZE 5c-2.5sq |  | 65 | - | - | 1 1/4 | IN S/S
864 | P-535B-P | MCC-3 | P-535B | 0.6/1KV EESWAZE 3c-4sq | 3.7 | 133 | 3/4 | A (Ex) | 1 1/4 | 2EH
865 | P-535 B-Cl | MCC-3 | P-535B | 0.6/1KV EESWAZE 5c-2.5sq |  | 133 | 3/4 | A (Ex) | 1 1/4 | 2EH
866 | P-535B-C2 | MCC-3 | I/F | 0.6/1KV EESWAZE 5c-2.5sq |  | 65 | - | - | 1 1/4 | IN S/S
867 | P-542A-P | MCC-3 | P-542A | 0.6/1KV EESWAZE 3c-4sq | 2.2 | 138 | 3/4 | A (Ex) | 1 1/4 | 2EH
868 | P-542A-C1 | MCC-3 | P-542A | 0.6/1KV EESWAZE 5c-2.5sq |  | 138 | 3/4 | A (Ex) | 1 1/4 | 2EH | TS
869 | P-542A-C2 | MCC-3 | I/F | 0.6/1KV EESWAZE 5c-2.5sq |  | 65 | - | - | 1 1/4 | IN S/S
870 | P-542A-TH | P-542A | LOCAL P.B | 0.6/1KV EESWAZE 3c-2.5sq |  | 10 | 3/4 | 0 (Ex) | 1 | 2EH
871 | P-542B-P | MCC-3 | P-542B | 0.6/1KV EESWAZE 3c-4sq | 2.2 | 138 | 3/4 | A (Ex) | 1 1/4 | 2EH
872 | P-542B-C1 | MCC-3 | P-542B | 0.6/1KV EESWAZE 5c-2.5sq |  | 138 | 3/4 | A (Ex) | 1 1/4 | 2EH | TS
873 | P-542B-C2 | MCC-3 | I/F | 0.6/1KV EESWAZE 5c-2.5sq |  | 65 | - | - | 1 1/4 | IN S/S
874 | P-542B-TH | P-542B | LOCAL P.B | 0.6/1KV EESWAZE 3c-2.5sq |  | 10 | 3/4 | 0 (Ex) | 1 | 2EH
875 | P-545-P | MCC-3 | P-545 | 0.6/1KV EESWAZE 3c-4sq | 1.5 | 136 | 3/4 | A (Ex) | 1 1/4 | 2EH
876 | P-545-C1 | MCC-3 | P-545 | 0.6/1KV EESWAZE 5c-2.5sq |  | 136 | 3/4 | A (Ex) | 1 1/4 | 2EH
877 | P-545-C2 | MCC-3 | I/F | 0.6/1KV EESWAZE 5c-2.5sq |  | 65 | - | - | 1 1/4 | IN S/S
878 | P-552-P | MCC-3 | P-552 | 0.6/1KV EESWAZE 3c-4sq | 1.5 | 140 | 3/4 | A (Ex) | 1 1/4 | 2EH
879 | P-552-C1 | MCC-3 | P-552 | 0.6/1KV EESWAZE 5c-2.5sq |  | 140 | 3/4 | A (Ex) | 1 1/4 | 2EH
880 | P-552-C2 | MCC-3 | I/F | 0.6/1KV EESWAZE 5c-2.5sq |  | 65 | - | - | 1 1/4 | IN S/S
881 | P-555A-P | MCC-3 | P-555A | 0.6/1KV EESWAZE 3c-4sq | 1.5 | 139 | 3/4 | A (Ex) | 1 1/4 | 2EH
882 | P-555A-C1 | MCC-3 | P-555A | 0.6/1KV EESWAZE 5c-2.5sq |  | 139 | 3/4 | A (Ex) | 1 1/4 | 2EH
883 | P-555A-C2 | MCC-3 | I/F | 0.6/1KV EESWAZE 5c-2.5sq |  | 65 | - | - | 1 1/4 | IN S/S
884 | P-555B-P | MCC-3 | P-555B | 0.6/1KV EESWAZE 3c-4sq | 1.5 | 139 | 3/4 | A (Ex) | 1 1/4 | 2EH
885 | P-555 B-Cl | MCC-3 | P-555B | 0.6/1KV EESWAZE 5c-2.5sq |  | 139 | 3/4 | A (Ex) | 1 1/4 | 2EH
886 | P-555B-C2 | MCC-3 | I/F | 0.6/1KV EESWAZE 5c-2.5sq |  | 65 | - | - | 1 1/4 | IN S/S
887 | P-611A-P | MCC-3 | P-611A | 0.6/1KV EESWAZE 3c-95sq | 75 | 143 | 2 | D (Ex) | 3 | 2EH
888 | P-611A-C1 | MCC-3 | P-611A | 0.6/1KV EESWAZE 7c-2.5sq |  | 143 | 3/4 | A (Ex) | 1 1/4 | 2EH | A
889 | P-611A-C2 | MCC-3 | I/F | 0.6/1KV EESWAZE 5c-2.5sq |  | 65 | - | - | 1 1/4 | IN S/S
890 | P-611B-P | MCC-3 | P-611B | 0.6/1KV EESWAZE 3c-95sq | 75 | 143 | 2 | D (Ex) | 3 | 2EH
891 | P-611 B-Cl | MCC-3 | P-611B | 0.6/1KV EESWAZE 7c-2.5sq |  | 143 | 3/4 | A (Ex) | 1 1/4 | 2EH | A
892 | P-611B-C2 | MCC-3 | I/F | 0.6/1KV EESWAZE 5c-2.5sq |  | 65 | - | - | 1 1/4 | IN S/S
893 | P-617A-P | MCC-3 | P-617A | 0.6/1KV EESWAZE 3c-10sq | 11 | 125 | 1 | B (Ex) | 1 1/4 | 2EH
894 | P-617A-C1 | MCC-3 | P-617A | 0.6/1KV EESWAZE 5c-2.5sq |  | 125 | 3/4 | A (Ex) | 1 1/4 | 2EH
895 | P-617A-C2 | MCC-3 | I/F | 0.6/1KV EESWAZE 5c-2.5sq |  | 65 | - | - | 1 1/4 | IN S/S
896 | P-617B-P | MCC-3 | P-617B | 0.6/1KV EESWAZE 3c-10sq | 11 | 125 | 1 | B (Ex) | 1 1/4 | 2EH
897 | P-617B-C1 | MCC-3 | P-617B | 0.6/1KV EESWAZE 5c-2.5sq |  | 125 | 3/4 | A (Ex) | 1 1/4 | 2EH
898 | P-617B-C2 | MCC-3 | I/F | 0.6/1KV EESWAZE 5c-2.5sq |  | 65 | - | - | 1 1/4 | IN S/S
899 | P-622A-P | MCC-3 | P-622A | 0.6/1KV EESWAZE 3c-10sq | 11 | 140 | 1 | B (Ex) | 1 1/4 | 2EH
900 | P-622A-Cl | MCC-3 | P-622A | 0.6/1KV EESWAZE 5c-2.5sq |  | 140 | 3/4 | A (Ex) | 1 1/4 | 2EH
901 | P-622A-C2 | MCC-3 | I/F | 0.6/1KV EESWAZE 5c-2.5sq |  | 65 | - | - | 1 1/4 | IN S/S
902 | P-622B-P | MCC-3 | P-622B | 0.6/1KV EESWAZE 3c-10sq | 11 | 140 | 1 | B (Ex) | 1 1/4 | 2EH
903 | P-622B-C1 | MCC-3 | P-622B | 0.6/1KV EESWAZE 5c-2.5sq |  | 140 | 3/4 | A (Ex) | 1 1/4 | 2EH
904 | P-622B-C2 | MCC-3 | I/F | 0.6/1KV EESWAZE 5c-2.5sq |  | 65 | - | - | 1 1/4 | IN S/S
905 | E-625A-P | MCC-3 | E-625A | 0.6/1KV EESWAZE 3c-25sq | 30 | 183 | 1 1/4 | C (Ex) | 2 | 2EH
906 | E-625A-C1 | MCC-3 | E-625A | 0.6/1KV EESWAZE 5c-2.5sq |  | 183 | 3/4 | A (Ex) | 1 1/4 | 2EH
907 | E-625A-C2 | MCC-3 | I/F | 0.6/1KV EESWAZE 7c-2.5sq |  | 65 | - | - | 1 1/4 | IN S/S
908 | E-625B-P | MCC-3 | E-625B | 0.6/1KV EESWAZE 3c-25sq | 30 | 180 | 1 1/4 | C (Ex) | 2 | 2EH
909 | E-625B-C1 | MCC-3 | E-625B | 0.6/1KV EESWAZE 5c-2.5sq |  | 180 | 3/4 | A (Ex) | 1 1/4 | 2EH
910 | E-625B-C2 | MCC-3 | I/F | 0.6/1KV EESWAZE 7c-2.5sq |  | 65 | - | - | 1 1/4 | IN S/S
911 | P-625A-P | MCC-3 | P-625A | 0.6/1KV EESWAZE 3c-4sq | 3.7 | 178 | 3/4 | A (Ex) | 1 1/4 | 2EH
912 | P-625A-C1 | MCC-3 | P-625A | 0.6/1KV EESWAZE 5c-2.5sq |  | 178 | 3/4 | A (Ex) | 1 1/4 | 2EH
913 | P-625A-C2 | MCC-3 | I/F | 0.6/1KV EESWAZE 5c-2.5sq |  | 65 | - | - | 1 1/4 | IN S/S
914 | P-625B-P | MCC-3 | P-625B | 0.6/1KV EESWAZE 3c-4sq | 3.7 | 178 | 3/4 | A (Ex) | 1 1/4 | 2EH
915 | P-625B-C1 | MCC-3 | P-625B | 0.6/1KV EESWAZE 5c-2.5sq |  | 178 | 3/4 | A (Ex) | 1 1/4 | 2EH
916 | P-625B-C2 | MCC-3 | I/F | 0.6/1KV EESWAZE 5c-2.5sq |  | 65 | - | - | 1 1/4 | IN S/S
917 | P-632A-P | MCC-3 | P-632A | 0.6/1KV EESWAZE 3c-4sq | 1.1 | 148 | 3/4 | A (Ex) | 1 1/4 | 2EH
918 | P-632A-C1 | MCC-3 | P-632A | 0.6/1KV EESWAZE 5c-2.5sq |  | 148 | 3/4 | A (Ex) | 1 1/4 | 2EH
919 | P-632A-C2 | MCC-3 | I/F | 0.6/1KV EESWAZE 5c-2.5sq |  | 65 | - | - | 1 1/4 | IN S/S
920 | P-632B-P | MCC-3 | P-632B | 0.6/1KV EESWAZE 3c-4sq | 1.1 | 148 | 3/4 | A (Ex) | 1 1/4 | 2EH
921 | P-632B-C1 | MCC-3 | P-632B | 0.6/1KV EESWAZE 5c-2.5sq |  | 148 | 3/4 | A (Ex) | 1 1/4 | 2EH
922 | P-632B-C2 | MCC-3 | I/F | 0.6/1KV EESWAZE 5c-2.5sq |  | 65 | - | - | 1 1/4 | IN S/S
923 | P-635A-P | MCC-3 | P-635A | 0.6/1KV EESWAZE 3c-4sq | 3.7 | 149 | 3/4 | A (Ex) | 1 1/4 | 2EH
924 | P-635A-C1 | MCC-3 | P-635A | 0.6/1KV EESWAZE 5c-2.5sq |  | 149 | 3/4 | A (Ex) | 1 1/4 | 2EH
925 | P-635A-C2 | MCC-3 | I/F | 0.6/1KV EESWAZE 5c-2.5sq |  | 65 | - | - | 1 1/4 | IN S/S
926 | P-635B-P | MCC-3 | P-635B | 0.6/1KV EESWAZE 3c-4sq | 3.7 | 149 | 3/4 | A (Ex) | 1 1/4 | 2EH
927 | P-635B-C1 | MCC-3 | P-635B | 0.6/1KV EESWAZE 5c-2.5sq |  | 149 | 3/4 | A (Ex) | 1 1/4 | 2EH
928 | P-635B-C2 | MCC-3 | I/F | 0.6/1KV EESWAZE 5c-2.5sq |  | 65 | - | - | 1 1/4 | IN S/S
929 | P-642A-P | MCC-3 | P-642A | 0.6/1KV EESWAZE 3c-4sq | 1.1 | 152 | 3/4 | A (Ex) | 1 1/4 | 2EH
930 | P-642A-C1 | MCC-3 | P-642A | 0.6/1KV EESWAZE 5c-2.5sq |  | 152 | 3/4 | A (Ex) | 1 1/4 | 2EH
931 | P-642A-C2 | MCC-3 | I/F | 0.6/1KV EESWAZE 5c-2.5sq |  | 65 | - | - | 1 1/4 | IN S/S
932 | P-642B-P | MCC-3 | P-642B | 0.6/1KV EESWAZE 3c-4sq | 1.1 | 152 | 3/4 | A (Ex) | 1 1/4 | 2EH
933 | P-642B-C1 | MCC-3 | P-642B | 0.6/1KV EESWAZE 5c-2.5sq |  | 152 | 3/4 | A (Ex) | 1 1/4 | 2EH
934 | P-642B-C2 | MCC-3 | I/F | 0.6/1KV EESWAZE 5c-2.5sq |  | 65 | - | - | 1 1/4 | IN S/S
935 | P-645A-P | MCC-3 | P-645A | 0.6/1KV EESWAZE 3c-4sq | 1.1 | 152 | 3/4 | A (Ex) | 1 1/4 | 2EH
936 | P-645A-C1 | MCC-3 | P-645A | 0.6/1KV EESWAZE 5c-2.5sq |  | 152 | 3/4 | A (Ex) | 1 1/4 | 2EH
937 | P-645A-C2 | MCC-3 | I/F | 0.6/1KV EESWAZE 5c-2.5sq |  | 65 | - | - | 1 1/4 | IN S/S
938 | P-645B-P | MCC-3 | P-645B | 0.6/1KV EESWAZE 3c-4sq | 1.1 | 152 | 3/4 | A (Ex) | 1 1/4 | 2EH
939 | P-645B-C1 | MCC-3 | P-645B | 0.6/1KV EESWAZE 5c-2.5sq |  | 152 | 3/4 | A (Ex) | 1 1/4 | 2EH
940 | P-645B-C2 | MCC-3 | I/F | 0.6/1KV EESWAZE 5c-2.5sq |  | 65 | - | - | 1 1/4 | IN S/S
941 | P-711A-P | MCC-3 | P-711A | 0.6/1KV EESWAZE 3c-50sq | 30 | 340 | 1 1/2 | C2 (Ex) | 2 1/2 | T/YARD
942 | P-711A-C1 | MCC-3 | P-711A | 0.6/1KV EESWAZE 5c-2.5sq |  | 340 | 3/4 | A (Ex) | 1 1/4 | T/YARD
943 | P-711A-C2 | MCC-3 | I/F | 0.6/1KV EESWAZE 5c-2.5sq |  | 65 | - | - | 1 1/4 | IN S/S
944 | P-711B-P | MCC-3 | P-711B | 0.6/1KV EESWAZE 3c-50sq | 30 | 340 | 1 1/2 | C2 (Ex) | 2 1/2 | T/YARD
945 | P-711 B-Cl | MCC-3 | P-711B | 0.6/1KV EESWAZE 5c-2.5sq |  | 340 | 3/4 | A (Ex) | 1 1/4 | T/YARD
946 | P-711B-C2 | MCC-3 | I/F | 0.6/1KV EESWAZE 5c-2.5sq |  | 65 | - | - | 1 1/4 | IN S/S
947 | P-712-P | MCC-3 | P-712 | 0.6/1KV EESWAZE 3c-4sq | 3.7 | 350 | 3/4 | A (Ex) | 1 1/4 | T/YARD
948 | P-712-C1 | MCC-3 | P-712 | 0.6/1KV EESWAZE 5c-2.5sq |  | 350 | 3/4 | A (Ex) | 1 1/4 | T/YARD
949 | P-712-C2 | MCC-3 | I/F | 0.6/1KV EESWAZE 5c-2.5sq |  | 65 | - | - | 1 1/4 | IN S/S
950 | P-721A-P | MCC-2 | P-721A | 0.6/1KV EESWAZE 3c-120sq | 65 | 275 | 2 | D (Ex) | 3 | T/YARD
951 | P-721A-C1 | MCC-2 | P-721A | 0.6/1KV EESWAZE 5c-2.5sq |  | 275 | 3/4 | A (Ex) | 1 1/4 | T/YARD | TS
952 | P-721A-C2 | MCC-2 | I/F | 0.6/1KV EESWAZE 5c-2.5sq |  | 65 | - | - | 1 1/4 | IN S/S
953 | P-721A-TH | P-721A | LOCAL P.B | 0.6/1KV EESWAZE 3c-2.5sq |  | 10 | 3/4 | 0 (Ex) | 1 | T/YARD
954 | P-721B-P | MCC-2 | P-721B | 0.6/1KV EESWAZE 3c-120sq | 65 | 275 | 2 | D (Ex) | 3 | T/YARD
955 | P-721B-C1 | MCC-2 | P-721B | 0.6/1KV EESWAZE 5c-2.5sq |  | 275 | 3/4 | A (Ex) | 1 1/4 | T/YARD | TS
956 | P-721B-C2 | MCC-2 | I/F | 0.6/1KV EESWAZE 5c-2.5sq |  | 65 | - | - | 1 1/4 | IN S/S
957 | P-721B-TH | P-72IB | LOCAL P.B | 0.6/1KV EESWAZE 3c-2.5sq |  | 10 | 3/4 | 0 (Ex) | 1 | T/YARD
958 | P-722A-P | MCC-3 | P-722A | 0.6/1KV EESWAZE 3c-120sq | 65 | 266 | 2 | D (Ex) | 3 | T/YARD
959 | P-722A-C1 | MCC-3 | P-722A | 0.6/1KV EESWAZE 5c-2.5sq |  | 266 | 3/4 | A (Ex) | 1 1/4 | T/YARD | TS
960 | P-722A-C2 | MCC-3 | I/F | 0.6/1KV EESWAZE 5c-2.5sq |  | 65 | - | - | 1 1/4 | IN S/S
961 | P-722A-TH | P-722A | LOCAL P.B | 0.6/1KV EESWAZE 3c-2.5sq |  | 10 | 3/4 | 0 (Ex) | 1 | T/YARD
962 | P-722B-P | MCC-3 | P-722B | 0.6/1KV EESWAZE 3c-120sq | 65 | 266 | 2 | D (Ex) | 3 | T/YARD
963 | P-722B-C1 | MCC-3 | P-722B | 0.6/1KV EESWAZE 5c-2.5sq |  | 266 | 3/4 | A (Ex) | 1 1/4 | T/YARD | TS
964 | P-722B-C2 | MCC-3 | I/F | 0.6/1KV EESWAZE 5c-2.5sq |  | 65 | - | - | 1 1/4 | IN S/S
965 | P-722B-TH | P-722B | LOCAL P.B | 0.6/1KV EESWAZE 3c-2.5sq |  | 10 | 3/4 | 0 (Ex) | 1 | T/YARD
966 | P-723A-P | MCC-3 | P-723A | 0.6/1KV EESWAZE 3c-120sq | 65 | 284 | 2 | D (Ex) | 3 | T/YARD
967 | P-723A-C1 | MCC-3 | P-723A | 0.6/1KV EESWAZE 5c-2.5sq |  | 284 | 3/4 | A (Ex) | 1 1/4 | T/YARD | TS
968 | P-723A-C2 | MCC-3 | I/F | 0.6/1KV EESWAZE 5c-2.5sq |  | 65 | - | - | 1 1/4 | IN S/S
969 | P-723A-TH | P-723A | LOCAL P.B | 0.6/1KV EESWAZE 3c-2.5sq |  | 10 | 3/4 | 0 (Ex) | 1 | T/YARD
970 | P-723B-P | MCC-3 | P-723B | 0.6/1KV EESWAZE 3c-120sq | 65 | 284 | 2 | D (Ex) | 3 | T/YARD
971 | P-723B-C1 | MCC-3 | P-723B | 0.6/1KV EESWAZE 5c-2.5sq |  | 284 | 3/4 | A (Ex) | 1 1/4 | T/YARD | TS
972 | P-723B-C2 | MCC-3 | I/F | 0.6/1KV EESWAZE 5c-2.5sq |  | 65 | - | - | 1 1/4 | IN S/S
973 | P-723B-TH | P-723B | LOCAL P.B | 0.6/1KV EESWAZE 3c-2.5sq |  | 10 | 3/4 | 0 (Ex) | 1 | T/YARD
974 | P-724A-P | MCC-3 | P-724A | 0.6/1KV EESWAZE 3c-10sq | 7.5 | 270 | 1 | B (Ex) | 1 1/4 | T/YARD
975 | P-724A-C1 | MCC-3 | P-724A | 0.6/1KV EESWAZE 5c-2.5sq |  | 270 | 3/4 | A (Ex) | 1 1/4 | T/YARD
976 | P-724A-C2 | MCC-3 | I/F | 0.6/1KV EESWAZE 5c-2.5sq |  | 65 | - | - | 1 1/4 | IN S/S
977 | P-724B-P | MCC-3 | P-724B | 0.6/1KV EESWAZE 3c-10sq | 7.5 | 270 | 1 | B (Ex) | 1 1/4 | T/YARD
978 | P-724B-C1 | MCC-3 | P-724B | 0.6/1KV EESWAZE 5c-2.5sq |  | 270 | 3/4 | A (Ex) | 1 1/4 | T/YARD
979 | P-724B-C2 | MCC-3 | I/F | 0.6/1KV EESWAZE 5c-2.5sq |  | 65 | - | - | 1 1/4 | IN S/S
980 | P-725A-P | MCC-3 | P-725A | 0.6/1KV EESWAZE 3c-10sq | 7.5 | 261 | 1 | B (Ex) | 1 1/4 | T/YARD
981 | P-725A-C1 | MCC-3 | P-725A | 0.6/1KV EESWAZE 5c-2.5sq |  | 261 | 3/4 | A (Ex) | 1 1/4 | T/YARD
982 | P-725A-C2 | MCC-3 | I/F | 0.6/1KV EESWAZE 5c-2.5sq |  | 65 | - | - | 1 1/4 | IN S/S
983 | P-725B-P | MCC-3 | P-725B | 0.6/1KV EESWAZE 3c-10sq | 7.5 | 261 | 1 | B (Ex) | 1 1/4 | T/YARD
984 | P-725B-C1 | MCC-3 | P-725B | 0.6/1KV EESWAZE 5c-2.5sq |  | 261 | 3/4 | A (Ex) | 1 1/4 | T/YARD
985 | P-725B-C2 | MCC-3 | I/F | 0.6/1KV EESWAZE 5c-2.5sq |  | 65 | - | - | 1 1/4 | IN S/S
986 | P-726A-P | MCC-3 | P-726A | 0.6/1KV EESWAZE 3c-10sq | 7.5 | 280 | 1 | B (Ex) | 1 1/4 | T/YARD
987 | P-726A-C1 | MCC-3 | P-726A | 0.6/1KV EESWAZE 5c-2.5sq |  | 280 | 3/4 | A (Ex) | 1 1/4 | T/YARD
988 | P-726A-C2 | MCC-3 | I/F | 0.6/1KV EESWAZE 5c-2.5sq |  | 65 | - | - | 1 1/4 | IN S/S
989 | P-726B-P | MCC-3 | P-726B | 0.6/1KV EESWAZE 3c-10sq | 7.5 | 280 | 1 | B (Ex) | 1 1/4 | T/YARD
990 | P-726B-C1 | MCC-3 | P-726B | 0.6/1KV EESWAZE 5c-2.5sq |  | 280 | 3/4 | A (Ex) | 1 1/4 | T/YARD
991 | P-726B-C2 | MCC-3 | I/F | 0.6/1KV EESWAZE 5c-2.5sq |  | 65 | - | - | 1 1/4 | IN S/S
992 | R-201A-1-P | MCC-3 | R-201A-1 OB) | 0.6/ 1KV EESWAZE 4c-25sq | 20 | 90 | 1 1/4 | C (Ex) | 2 | PRO.1FL
993 | R-201A-2-P | R-201A-1 | R-201A-2 | 0.6/1KV EESWAZE 4c-25sq | 20 | 70 | 1 1/4 | C (Ex) | 2 | PRO.1FL
994 | R-201B-1-P | MCC-3 | R-201B-1 GB) | 0.6/1KV EESWAZE 4c-25sq | 20 | 130 | 1 1/4 | C (Ex) | 2 | PRO. 2FL
995 | R-201B-2-P | R-201B-1 | R-201B-2 | 0.6/1KV EESWAZE 4c-25sq | 20 | 40 | 1 1/4 | C (Ex) | 2 | TANK IN.
996 | R-202-1-P | MCC-3 | R-202-1 GB) | 0.6/1KV EESWAZE 4c-25sq | 20 | 135 | 1 1/4 | C (Ex) | 2 | PRO. 3FL
997 | R-202-2-P | R-202-1 | R-202-2 | 0.6/1KV EESWAZE 4c-25sq | 20 | 70 | 1 1/4 | C (Ex) | 2 | PRO. 4FL
998 | R-203-1-P | MCC-3 | R-203-1 GB) | 0.6/1KV EESWAZE 4c-25sq | 20 | 140 | 1 1/4 | C (Ex) | 2 | SYN
999 | R-203-2-P | R-203-1 | R-203-2 | 0.6/1KV EESWAZE 4c-25sq | 20 | 70 | 1 1/4 | C (Ex) | 2 | SYN
1000 | R-204-1-P | MCC-3 | R-204-1 GB) | 0.6/1KV EESWAZE 4c-35sq | 20 | 275 | 1 1/2 | C2 (Ex) | 2 1/2 | TANK PRO
1001 | R-204-2-P | R-204-1 | R-204-2 | 0.6/1KV EESWAZE 4c-25sq | 20 | 125 | 1 1/4 | C (Ex) | 2 | TANK PRO
1002 | HVAC-6-P | MCC-3 | HVAC-6 | 0.6/1KV EESWAZE 3c-16sq | 20 | 50 | 1 | B | 1 1/2 | L.SUB
1003 | HVAC-7-P | MCC-3 | HVAC-7 | 0.6/1KV EESWAZE 3c-35sq | 40 | 50 | 1 1/4 | C | 2 | RACK R
1004 | PDP-2-P1 | MCC-3 | PDP-2 | 0.6/1KV EESWAZE 4c-95sq | 180kVA | 50 | 2 | D | 3 | L.SUB
1005 | PDP-2-P2 | MCC-3 | PDP-2 | 0.6/1KV EESWAZE 4c-95sq | 180kVA | 50 | 2 | D | 3 | L.SUB
1006 | RL-3 | MCC-3 | ROAD/FENCE LTG-3 | 0.6/1KV EESWAZE 4c-16sq | 15 | 1.55 | 1 | B (Ex) | 2 | ON/OFF S
1007 | CP-2A | MCC-3 | CATHODIC PRO. PNL | 0.6/1KV EESWAZE 2c-25sq | 3kVA | 260 | 1 1/4 | C (Ex) | 2 | ON/OFF S
1008 | CP-2B | MCC-3 | CATHODIC PRO. PNL | 0.6/1KV EESWAZE 2c-25sq | 3kVA | 260 | 1 1/4 | C (Ex) | 2 | ON/OFF S
1009 | C-009-PA | MCC-4 | C-009 | 0.6/1KV EESWAZE 3c-150sq | 145 | 240 | 2 1/2 | E (Ex) | 3 1/2 | SYN
1010 | C-009-PB | MCC-4 | C-009 | 0.6/1KV EESWAZE 3c-150sq | 145 | 240 | 2 1/2 | E (Ex) | 3 1/2 | SYN
1011 | C-009-C1 | MCC-4 | C-009 | 0.6/1 KV EESWAZE 7c-2.5sq |  | 240 | 3/4 | A (Ex) | 1 1/4 | SYN
1012 | C-009-C2 | MCC-4 | I/F | 0.6/1KV EESWAZE 9c-2.5sq |  | 65 | - | - | 1 1/4 | IN S/S
1013 | C-009-P2-P | MCC-4 | C-009-P2 | 0.6/1KV EESWAZE 3c-4sq | 0.75 | 240 | 3/4 | A (Ex) | 1 1/4 | SYN
1014 | C-009-P2-C1 | MCC-4 | C-009-P2 | 0.6/1KV EESWAZE 5c-2.5sq |  | 240 | 3/4 | A (Ex) | 1 1/4 | SYN
1015 | C-009-P2-C2 | MCC-4 | I/F | 0.6/1KV EESWAZE 5c-2.5sq |  | 65 | - | - | 1 1/4 | IN S/S
1016 | A-011-P | MCC-4 | A-011 | 0.6/1KV EESWAZE 3c-4sq | 0.2 | 240 | 3/4 | A (Ex) | 1 1/4 | SYN
1017 | A-011-C1 | MCC-4 | A-011 | 0.6/1KV EESWAZE 5c-2.5sq |  | 240 | 3/4 | A (Ex) | 1 1/4 | SYN
1018 | A-011-C2 | MCC-4 | I/F | 0.6/1KV EESWAZE 5c-2.5sq |  | 65 | - | - | 1 1/4 | IN S/S
1019 | C-011/018-P2-P | MCC-4 | C-011/018-P2 | 0.6/1KV EESWAZE 3c-4sq | 5.5 | 186 | 3/4 | A (Ex) | 1 1/4 | SYN
1020 | C-011/018-P2-C1 | MCC-4 | C-011/018-P2 | 0.6/1 KV EESWAZE 5c-2.5sq |  | 186 | 3/4 | A (Ex) | 1 1/4 | SYN
1021 | C-011/018-P2-C2 | MCC-4 | I/F | 0.6/1KV EESWAZE 5c-2.5sq |  | 65 | - | - | 1 1/4 | IN S/S
1022 | C-011/018-Z1-P | MCC-4 | C-011/018-Z1 | 0.6/1KV EESWAZE 3c-4sq | 3.7 | 186 | 3/4 | A (Ex) | 1 1/4 | SYN
1023 | C-011/018-Z1-C1 | MCC-4 | C-011/018-Z1 | 0.6/1KV EESWAZE 5c-2.5sq |  | 186 | 3/4 | A (Ex) | 1 1/4 | SYN
1024 | C-011/018-Z1-C2 | MCC-4 | I/F | 0.6/1KV EESWAZE 5c-2.5sq |  | 65 | - | - | 1 1/4 | IN S/S
1025 | P-011A-P | MCC-4 | P-011A | 0.6/1KV EESWAZE 3c-4sq | 0.37 | 240 | 3/4 | A (Ex) | 1 1/4 | SYN
1026 | P-011A-C1 | MCC-4 | P-011A | 0.6/1KV EESWAZE 5c-2.5sq |  | 240 | 3/4 | A (Ex) | 1 1/4 | SYN
1027 | P-011A-C2 | MCC-4 | I/F | 0.6/1KV EESWAZE 5c-2.5sq |  | 65 | - | - | 1 1/4 | IN S/S
1028 | P-011B-P | MCC-4 | P-011B | 0.6/1KV EESWAZE 3c-4sq | 0.37 | 240 | 3/4 | A (Ex) | 1 1/4 | SYN
1029 | P-011B-C1 | MCC-4 | P-011B | 0.6/1KV EESWAZE 5c-2.5sq |  | 240 | 3/4 | A (Ex) | 1 1/4 | SYN
1030 | P-011B-C2 | MCC-4 | I/F | 0.6/1KV EESWAZE 5c-2.5sq |  | 65 | - | - | 1 1/4 | IN S/S
1031 | C-012-P2-P | MCC-4 | C-012-P2 | 0.6/1KV EESWAZE 3c-4sq | 1.5 | 176 | 3/4 | A (Ex) | 1 1/4 | SYN
1032 | C-012-P2-C1 | MCC-4 | C-012-P2 | 0.6/1KV EESWAZE 5c-2.5sq |  | 176 | 3/4 | A (Ex) | 1 1/4 | SYN
1033 | C-012-P2-C2 | MCC-4 | I/F | 0.6/1KV EESWAZE 5c-2.5sq |  | 65 | - | - | 1 1/4 | IN S/S
1034 | E-018A-P | MCC-4 | E-018A | 0.6/1KV EESWAZE 3c-16sq | 15 | 215 | 1 | B (Ex) | 1 1/2 | SYN
1035 | E-018A-C1 | MCC-4 | E-018A | 0.6/1KV EESWAZE 5c-2.5sq |  | 215 | 3/4 | A (Ex) | 1 1/4 | SYN
1036 | E-018A-C2 | MCC-4 | I/F | 0.6/1KV EESWAZE 7c-2.5sq |  | 65 | - | - | 1 1/4 | IN S/S
1037 | E-018B-P | MCC-4 | E-018B | 0.6/1KV EESWAZE 3c-16sq | 15 | 210 | 1 | B (Ex) | 1 1/2 | SYN
1038 | E-018B-C1 | MCC-4 | E-018B | 0.6/1KV EESWAZE 5c-2.5sq |  | 210 | 3/4 | A (Ex) | 1 1/4 | SYN
1039 | E-018B-C2 | MCC-4 | I/F | 0.6/1KV EESWAZE 7c-2.5sq |  | 65 | - | - | 1 1/4 | IN S/S
1040 | E-018C-P | MCC-4 | E-018C | 0.6/1KV EESWAZE 3c-10sq | 15 | 215 | 1 | B (Ex) | 1 1/2 | SYN
1041 | E-018C-C1 | MCC-4 | E-018C | 0.6/1KV EESWAZE 5c-2.5sq |  | 215 | 3/4 | A (Ex) | 1 1/4 | SYN
1042 | E-018C-C2 | MCC-4 | I/F | 0.6/1KV EESWAZE 7c-2.5sq |  | 65 | - | - | 1 1/4 | IN S/S
1043 | E-018D-P | MCC-4 | E-018D | 0.6/1KV EESWAZE 3c-10sq | 15 | 215 | 1 | B (Ex) | 1 1/2 | SYN
1044 | E-018D-C1 | MCC-4 | E-018D | 0.6/1KV EESWAZE 5c-2.5sq |  | 215 | 3/4 | A (Ex) | 1 1/4 | SYN
1045 | E-018D-C2 | MCC-4 | I/F | 0.6/1KV EESWAZE 7c-2.5sq |  | 65 | - | - | 1 1/4 | IN S/S
1046 | P-021A-P | MCC-4 | P-021A | 0.6/lKV EESWAZE 3c-70sq | 55 | 200 | 1 1/2 | C2 (Ex) | 3 | SYN
1047 | P-021A-C1 | MCC-4 | P-021A | 0.6/lKV EESWAZE 5c-2.5sq |  | 200 | 3/4 | A (Ex) | 1 1/4 | SYN | TS
1048 | P-021A-C2 | MCC-4 | I/F | 0.6/lKV EESWAZE 5c-2.5sq |  | 65 | - | - | 1 1/4 | IN S/S
1049 | P-021A-TH | P-021A | LOCAL P.B | 0.6/lKV EESWAZE 3c-2.5sq |  | 10 | 3/4 | 0 (Ex) | 1 | SYN
1050 | P-021B-P | MCC-4 | P-021B | 0.6/1KV EESWAZE 3c-95sq | 75 | 200 | 1 1/2 | C2 (Ex) | 3 | SYN
1051 | P-021B-Cl | MCC-4 | P-021B | 0.6/lKV EESWAZE 5c-2.5sq |  | 200 | 3/4 | A (Ex) | 1 1/4 | SYN | TS
1052 | P-021B-C2 | MCC-4 | I/F | 0.6/lKV EESWAZE 5c-2.5sq |  | 65 | - | - | 1 1/4 | IN S/S
1053 | P-021B-TH | P-02IB | LOCAL P.B | 0.6/lKV EESWAZE 3c-2.5sq |  | 10 | 3/4 | 0 (Ex) | 1 | SYN
1054 | A-022-P | MCC-4 | A-022 | 0.6/lKV EESWAZE 3c-4sq | 0.2 | 220 | 3/4 | A (Ex) | 1 1/4 | SYN
1055 | A-022-C1 | MCC-4 | A-022 | 0.6/lKV EESWAZE 5c-2.5sq |  | 220 | 3/4 | A (Ex) | 1 1/4 | SYN
1056 | A-022-C2 | MCC-4 | I/F | 0.6/lKV EESWAZE 5c-2.5sq |  | 65 | - | - | 1 1/4 | IN S/S
1057 | P-022A-P | MCC-4 | P-022A | 0.6/lKV EESWAZE 3c-4sq | 2.2 | 185 | 3/4 | A (Ex) | 1 1/4 | SYN
1058 | P-022A-C1 | MCC-4 | P-022A | 0.6/lKV EESWAZE 5c-2.5sq |  | 185 | 3/4 | A (Ex) | 1 1/4 | SYN
1059 | P-022A-C2 | MCC-4 | I/F | 0.6/lKV EESWAZE 5c-2.5sq |  | 65 | - | - | 1 1/4 | IN S/S
1060 | P-022B-P | MCC-4 | P-022B | 0.6/lKV EESWAZE 3c-4sq | 2.2 | 185 | 3/4 | A (Ex) | 1 1/4 | SYN
1061 | P-022B-C1 | MCC-4 | P-022B | 0.6/lKV EESWAZE 5c-2.5sq |  | 185 | 3/4 | A (Ex) | 1 1/4
1062 | P-022B-C2 | MCC-4 | I/F | 0.6/lKV EESWAZE 5c-2.5sq |  | 65 | - | - | 1 1/4 | IN S/S
1063 | A-023-P | MCC-4 | A-023 | 0.6/lKV EESWAZE 3c-4sq | 0.2 | 170 | 3/4 | A (Ex) | 1 1/4 | SYN
1064 | A-023-C1 | MCC-4 | A-023 | 0.6/lKV EESWAZE 5c-2.5sq |  | 170 | 3/4 | A (Ex) | 1 1/4 | SYN
1065 | A-023-C2 | MCC-4 | I/F | 0.6/lKV EESWAZE 5c-2.5sq |  | 65 | - | - | 1 1/4 | IN S/S
1066 | P-023-P | MCC-4 | P-023 | 0.6/lKV EESWAZE 3c-10sq | 11 | 185 | 1 | B (Ex) | 1 1/4 | SYN
1067 | P-023-C1 | MCC-4 | P-023 | 0.6/lKV EESWAZE 5c-2.5sq |  | 185 | 3/4 | A (Ex) | 1 1/4 | SYN
1068 | P-023-C2 | MCC-4 | I/F | 0.6/lKV EESWAZE 5c-2.5sq |  | 65 | - | - | 1 1/4 | IN S/S
1069 | A-024-P | MCC-4 | A-024 | 0.6/lKV EESWAZE 3c-4sq | 0.4 | 220 | 3/4 | A (Ex) | 1 1/4 | SYN
1070 | A-024-C1 | MCC-4 | A-024 | 0.6/lKV EESWAZE 5c-2.5sq |  | 220 | 3/4 | A (Ex) | 1 1/4 | SYN
1071 | A-024-C2 | MCC-4 | I/F | 0.6/lKV EESWAZE 5c-2.5sq |  | 65 | - | - | 1 1/4 | IN S/S
1072 | P-C24-P | MCC-4 | P-024 | 0.6/lKV EESWAZE 3c-4sq | 1.5 | 185 | 3/4 | A (Ex) | 1 1/4 | SYN
1073 | P-024-Ci | MCC-4 | P-024 | 0.6/1KV EESWAZE 5c-2.5sq |  | 185 | 3/4 | A (Ex) | 1 1/4 | SYN
1074 | P-024-C2 | MCC-4 | I/F | 0.6/lKV EESWAZE 5c-2.5sq |  | 65 | - | - | 1 1/4 | IN S/S
1075 | P-025A-P | MCC-4 | P-025A | 0.6/1KV EESWAZE 3c-6sq | 5.5 | 215 | 3/4 | A (Ex) | 1 1/4 | SYN
1076 | P-025A-C1 | MCC-4 | P-025A | 0.6/1KV EESWAZE 5c-2.5sq |  | 215 | 3/4 | A (Ex) | 1 1/4 | SYN
1077 | P-025A-C2 | MCC-4 | I/F | 0.6/1KV EESWAZE 5c-2.5sq |  | 65 | - | - | 1 1/4 | IN S/S
1078 | P-025B-P | MCC-4 | P-025B | 0.6/1KV EESWAZE 3c-6sq | 5.5 | 215 | 3/4 | A (Ex) | 1 1/4 | SYN
1079 | P-025B-C1 | MCC-4 | P-025B | 0.6/1KV EESWAZE 5c-2.5sq |  | 215 | 3/4 | A (Ex) | 1 1/4 | SYN
1080 | P-025B-C2 | MCC-4 | I/F | 0.6/1KV EESWAZE 5c-2.5sq |  | 65 | - | - | 1 1/4 | IN S/S
1081 | P-026-P | MCC-4 | P-026 | 0.6/1KV EESWAZE 3c-4sq | 0.25 | 220 | 3/4 | A (Ex) | 1 1/4 | SYN
1082 | P-026-C1 | MCC-4 | P-026 | 0.6/1KV EESWAZE 5c-2.5sq |  | 220 | 3/4 | A (Ex) | 1 1/4 | SYN
1083 | P-026-C2 | MCC-4 | I/F | 0.6/1KV EESWAZE 5c-2.5sq |  | 65 | - | - | 1 1/4 | IN S/S
1084 | P-027A-P | MCC-4 | P-027A | 0.6/1KV EESWAZE 3c-4sq | 5.5 | 220 | 3/4 | A (Ex) | 1 1/4
1085 | P-027A-C1 | MCC-4 | P-027A | 0.6/1KV EESWAZE 5c-2.5sq |  | 220 | 3/4 | A (Ex) | 1 1/4
1086 | P-027A-C2 | MCC-4 | I/F | 0.6/1KV EESWAZE 5c-2.5sq |  | 65 | - | - | 1 1/4
1087 | P-027B-P | MCC-4 | P-027B | 0.6/1KV EESWAZE 3c-4sq | 1.1 | 220 | 3/4 | A (Ex) | 1 1/4
1088 | P-027B-C1 | MCC-4 | P-027B | 0.6/1KV EESWAZE 5c-2.5sq |  | 220 | 3/4 | A (Ex) | 1 1/4
1089 | P-027B-C2 | MCC-4 | I/F | 0.6/1KV EESWAZE 5c-2.5sq |  | 65 | - | - | 1 1/4
UPS & DC Panel
1 | 20kV SWGR-DCP | DC PANEL | 20kV SWGR | 0.6/1KV EEWAZE 2c-6sq | 0.5 | 40 | - | - | 1 1/4 | MAIN S/S
2 | 6kV SWGR-DCP | DC PANEL | 6kV SWGR | 0.6/1KV EEWAZE 2c-10sq | 2 | 40 | - | - | 1 1/4 | MAIN S/S
3 | 0.4kV SWGR1-DCP | DC PANEL | 0.4kV SWGR1 | 0.6/1KV EEWAZE 2c-6sq | 0.3 | 40 | - | - | 1 | MAIN S/S
4 | 0.4kV SWGR2-DCP | DC PANEL | 0.4kV SWGR2 | 0.6/1KV EEWAZE 2c-10sq | 0.3 | 160 | - | - | 1 1/4 | LOCAL S/S
5 | 0.4kV SWGR3-DCP | 0.4kV SWGR2 | 0.4kV SWGR3 | 0.6/1KV EEWAZE 2c-4sq | 0.3 | 40 | - | - | 1 | LOCAL S/S
6 | 0.4kV SWGR4-DCP | 0.4kV SWGR3 | 0.4kV SWGR4 | 0.6/1KV EEWAZE 2c-4sq | 0.3 | 40 | - | - | 1 | LOCAL S/S
7 | DC-BT-P | DC PANEL | DC BATTERY | 0.6/1KV EEWAZE 2c-25sq | 6.6 | 30 | - | - | 2 | MAIN S/S
8 | PH-DC-P | PDP-1 | DC PANEL | 0.6/1KV EEWAZE 3c-2.5sq | 0.1 | 50 | - | - | 1 | MAIN S/S
9 | DCBT-TH-C | DC PANEL | DC BATTERY | 0.6/1KV EEWAZE 3c-2.5sq |  | 50 | - | - | 1 | MAIN S/S
10 | DC-AL-C | DC PANEL | I/F PANEL | 0.6/1KV EEWAZE 3c-2.5sq |  | 40 | - | - | 1 | MAIN S/S
11 | SHOWER-1 | DC PANEL | SHOWER (UTILITY) | 0.6/1KV EEWAZE 2c-16sq | 0.1 | 180 | 1 | B | 1 1/2 | UTILITY
12 | SHOWER-2 | DC PANEL | SHOWER (PROCESS) | 0.6/1KV EEWAZE 2c-10sq | 0.1 | 100 | 1 | B (Ex) | 1 1/4 | PROCESS
13 | SHOWER-3 | DC PANEL | SHOWER (SYN GAS) | 0.6/1KV EEWAZE 2c-16sq | 0.1 | 200 | 1 | B (Ex) | 1 1/2 | SYN GAS
14 | UPS-DCS-P1 | UPS PANEL | DCS LOCAL R/R | 0.6/1KV EEWAZE 2c-120sq | 26kVA | 292 | - | - | 3 | LOCAL S/S
15 | UPS-DCS-P2 | UPS PANEL | DCS LOCAL R/R | 0.6/1KV EEWAZE 2c-120sq | 26kVA | 50 | - | - | 3 | LOCAL S/S
16 | UPS-DCS-P3 | UPS PANEL | DCS LOCAL R/R | 0.6/1KV EEWAZE 2c-120sq | 26kVA | 292 | - | - | 3 | LOCAL S/S
17 | UPS-DCS-P4 | UPS PANEL | DCS MCR | 0.6/1KV EEWAZE 2c-70sq | 9kVA | 240 | - | - | 2 1/2 | MCR
18 | UPS-PSA-P | UPS PANEL | PSA PANEL | 0.6/1KV EEWAZE 2c-35sq | 5kVA | 240 | - | - | 2 | RACK RM
19 | UPS-INC1NE PNL-P | UPS PANEL | INCINE PANEL | 0.6/1KV EEWAZE 2c-35sq | l.lkVA | 190 | _ | C | 2 | UTILITY
20 | UPS-BT-P | UPS PANEL | UPS BATTERY | 0.6/1KV EEWAZE 2c-120sq | 45kVA | 30 | - | - | 3 | MCR
21 | UPSBT-TH-C | UPS PANEL | UPS BATTERY | 0.6/1KV EEWAZE 3c-2.5sq |  | 50 | - | - | 1 | RACK RM
22 | UPS-AL-C | UPS PANEL | I/F PANEL | 0.6/1KV EEWAZE 3c-2.5sq |  | 40 | - | - | 1 | MAIN S/S
23 | PAGI-P | UPS PANEL | PAG. MARGE PANEL | 0.6/1KV EEWAZE 2c-16sq | 5KVA | 50 | - | - | 1 1/2 | MAIN S/S
24 | IGNITION-P | INCINE PANEL | IGNITION BOX | 0.6/1KV EEWAZE 3c-2.5sq | l.lkVA | 50 | - | - | 1 | UTILITY
25 | F/A HVAC1-C | MAIN FIRE ALARM Panel | HVAC-1 | 0.6/1KV EEWAZE 3c-2.5sq |  | 40 | - | - | 1 | MCR
26 | F/A HVAC2-C | MAIN FIRE ALARM Panel | HVAC-2 | 0.6/1KV EEWAZE 3c-2.5sq |  | 60 | - | - | 1 | MAIN S/S
27 | F/A HVAC6-C | LSS FIRE ALARM Panel | HVAC-6 | 0.6/1KV EEWAZE 3c-2.5sq |  | 180 | - | - | 1 | LOCAL S/S
28 | F/A HVAC7-C | RACK Room FIRE ALARM Panel | HVAC-7 | 0.6/1KV EEWAZE 3c-2.5sq |  | 200 | - | - | 1 | RACK RM
29 | L-101A1-P | PDP-1 | L-101A | 0.6/1KV EEWAZE 4c-16sq |  | 70 | 1 | B | 1 1/2 | UTILITY
30 | L-101A2-P | PDP-1 | L-101A | 0.6/1KV EEWAZE 4c-10sq |  | 70 | 1 | B | 1 1/4 | UTILITY
31 | L-101B1-P | PDP-1 | L-101B | 0.6/1KV EEWAZE 4c-16sq |  | 120 | 1 | B | 1 1/2 | UTILITY
32 | L-101B2-P | PDP-1 | L-101B | 0.6/1KV EEWAZE 4c-10sq |  | 120 | 1 | B | 1 1/4 | UTILITY
33 | L-102-1-P | PDP-1 | L-102 | 0.6/1KV EEWAZE 4c-35sq |  | 190 | 1 1/4 | C | 2 | WWT
34 | L-102-2-P | PDP-1 | L-102 | 0.6/1KV EEWAZE 4c-25sq |  | 190 | 1 1/4 | C | 2 | WWT
35 | L-103-P | PDP-1 | L-103 | 0.6/1KV EEWAZE 4c-16sq |  | 50 | 1 | B | 1 1/2 | MCR
36 | L-104-P | PDP-1 | L-104 | 0.6/1KV EEWAZE 4c-95sq |  | 560 | 2 | D | 3 | ADMIN
37 | L-105-P | PDP-1 | L-105 | 0.6/1KV EEWAZE 4c-16sq |  | 180 | 1 | B | 1 1/2 | LOCKER
38 | L-106-P | PDP-1 | L-106 | 0.6/1KV EEWAZE 4c-35sq |  | 250 | 1 1/4 | C | 2 | MAINT.
39 | L-107-P | PDP-1 | L-107 | 0.6/1KV EEWAZE 4c-16sq |  | 80 | 1 | B | 1 1/2 | LABO.
40 | L-108-P | PDP-1 | L-108 | 0.6/1KV EEWAZE 4c-10sq |  | 40 | 1 | B | 1 1/4 | MAIN S/S
41 | L-109-P | PDP-1 | L-109 | 0.6/1KV EEWAZE 4c-25sq |  | 340 | 1 1/4 | C | 2 | DRIVER S
42 | L-110-P | PDP-1 | L-110 | 0.6/1KV EEWAZE 4c-70sq |  | 480 | 1 1/2 | C2 | 3 | FIRE ENG.
43 | L-111-P | L-110 | L-111 | 0.6/1KV EEWAZE 2c-10sq |  | 50 | 1 | B | 1 1/4 | GUARD
44 | PH-101-P | MCC-1B | PHOTO-CELL SW | 0.6/1KV EEWAZE 4c-2.5sq |  | 50 | 3/4 | A | 1 | M.SUB
45 | PH-102-P | PDP-1 | PHOTO-CELL SW | 0.6/1KV EEWAZE 4c-2.5sq |  | 50 | 3/4 | A | 1 | M.SUB
46 | PH-103-P | PDP-1 | EM-LTG1 | 0.6/1KV EEWAZE 3c-2.5sq |  | 5 | 3/4 | A | 1 | M.SUB
47 | L-101A-EP | EM-LTG1 | L-101A | 0.6/1KV EEWAZE 3c-16sq |  | 70 | 1 | B | 1 1/2 | UTILITY
48 | L-101B-EP | EM-LTG1 | L-101B | 0.6/1KV EEWAZE 3c-25sq |  | 120 | 1 1/4 | C | 2 | UTILITY
49 | L-102-EP | EM-LTG1 | L-102 | 0.6/1KV EEWAZE 3c-35sq |  | 190 | 1 1/4 | C | 2 | WWT
50 | L-103-EP | EM-LTG1 | L-103 | 0.6/1KV EEWAZE 3c-16sq |  | 50 | 1 | B | 1 1/2 | MCR
51 | L-104-EP | EM-LTG1 | L-104 | 0.6/1KV EEWAZE 3c-95sq |  | 560 | 2 | D | 3 | ADMIN
52 | L-105-EP | EM-LTG1 | L-105 | 0.6/1KV EEWAZE 3c-25sq |  | 180 | 1 1/4 | C | 2 | LOCKER
53 | L-106-EP | EM-LTG1 | L-106 | 0.6/1KV EEWAZE 3c-35sq |  | 250 | 1 1/4 | C | 2 | MAINT.
54 | L-107-EP | EM-LTG1 | L-107 | 0.6/1KV EEWAZE 3c-16sq |  | 80 | 1 | B | 1 1/2 | LABO.
55 | L-108-EP | EM-LTG1 | L-108 | 0.6/1KV EEWAZE 3c-10sq |  | 40 | 1 | B | 1 1/4 | MAIN S/S
56 | L-109-EP | EM-LTG1 | L-109 | 0.6/1KV EEWAZE 2c-35sq |  | 340 | 1 1/4 | C | 2 | DRIVER S
57 | L-110-EP | EM-LTG1 | L-110 | 0.6/1KV EEWAZE 2c-70sq |  | 460 | 1 1/2 | C2 | 2 1/2 | FIRE ENG.
58 | L-111-EP | L-110 | L-111 | 0.6/1KV EEWAZE 2c-10sq |  | 50 | 3/4 | A | 1 1/4 | GUARD
59 | F/A-EP | EM-LTG1 | F/A PANEL | 0.6/1KV EEWAZE 3c-4sq |  | 50 | 3/4 | A | 1 1/4 | MCR
60 | L-201A1-P | PDP-2 | L-201A-1 | 0.6/1KV EEWAZE 4c-16sq |  | 110 | 1 | B (Ex) | 1 1/2 | PROCESS
61 | L-201A2-P | PDP-2 | L-201A-2 | 0.6/1KV EEWAZE 4c-10sq |  | 110 | 1 | B (Ex) | 1 1/4 | PROCESS
62 | L-201B1-P | PDP-2 | L-201B-1 | 0.6/1KV EEWAZE 4c-16sq |  | 110 | 1 | B (Ex) | 1 1/2 | PROCESS
63 | L-201B2-P | PDP-2 | L-201B-2 | 0.6/1KV EEWAZE 4c-10sq |  | 110 | 1 | B (Ex) | 1 1/4 | PROCESS
64 | L-202-1-P | PDP-2 | L-202-1 | 0.6/1KV EEWAZE 4c-70sq |  | 210 | 1 1/2 | C2 (Ex) | 3 | SYN GAS
65 | L-202-2-P | PDP-2 | L-202-2 | 0.6/1KV EEWAZE 4c-25sq |  | 210 | 1 1/4 | C (Ex) | 2 | SYNGAS
66 | L-203-1-P | PDP-2 | L-203-1 | 0.6/1KV EEWAZE 4c-16sq |  | 160 | 1 | B (Ex) | 1 1/2 | TANK IN.
67 | L-203-2-P | PDP-2 | L-203-2 | 0.6/1KV EEWAZE 4c-16sq |  | 160 | 1 | B (Ex) | 1 1/2 | TANK IN.
68 | L-204-1-P | PDP-2 | L-204-1 | 0.6/1KV EEWAZE 4c-35sq |  | 200 | 1 1/4 | C (Ex) | 2 | TANK PR
69 | L-204-2-P | PDP-2 | L-204-2 | 0.6/1KV EEWAZE 4c-25sq |  | 200 | 1 1/4 | C (Ex) | 2 | TANK PR
70 | L-205-P | PDP-2 | L-205 | 0.6/1KV EEWAZE 4c-6sq |  | 40 | 3/4 | A | 1 1/4 | LOCAL S/S
71 | L-206-P | PDP-2 | L-206 | 0.6/1KV EEWAZE 4c-6sq |  | 60 | 3/4 | A | 1 1/4 | LOCAL R/R
72 | PH-201-P | MCC-3 | PHOTO-CELL SW | 0.6/1KV EEWAZE 4c-2.5sq |  | 50 | 3/4 | A | 1 | LOCAL S/S
73 | PH-202-P | PDP-2 | PHOTO-CELL SW | 0.6/1KV EEWAZE 4c-2.5sq |  | 50 | 3/4 | A | 1 | LOCAL S/S
74 | PH-203-P | PDP-2 | EM-LTG2 | 0.6/1KV EEWAZE 3c-2.5sq |  | 40 | 3/4 | A | 1 | LOCAL S/S
75 | LE-201A-EP | EM-LTG2 | LE-201A | 0.6/1KV EEWAZE 3c-16sq |  | 110 | 1 | B (Ex) | 1 1/2 | PROCESS
76 | LE-201B-EP | EM-LTG2 | LE-201B | 0.6/1KV EEWAZE 3c-16sq |  | 110 | 1 | B (Ex) | 1 1/2 | PROCESS
77 | LE-202-EP | EM-LTG2 | LE-202 | 0.6/1KV EEWAZE 3c-35sq |  | 210 | 1 1/4 | C (Ex) | 2 | SYN GAS
78 | LE-203-EP | EM-LTG2 | LE-203 | 0.6/1KV EEWAZE 2c-25sq |  | 160 | 1 1/4 | C (Ex) | 2 | TANK IN.
79 | LE-204-EP | EM-LTG2 | LE-204 | 0.6/1KV EEWAZE 3c-35sq |  | 200 | 1 1/4 | C (Ex) | 2 | TANK PR
80 | L-205-EP | EM-LTG2 | L-205 | 0.6/1KV EEWAZE 3c-10sq |  | 40 | 1 | B | 1 1/4 | LOCAL S/S
81 | L-206-EP | EM-LTG2 | L-206 | 0.6/1KV EEWAZE 3c-10sq |  | 60 | 1 | B | 1 1/4 | LOCAL R/R
CABLES FOR MAINTENANCE EQUIPMENTS
1 | M-l-P | PF-1 | M-l | 0.6/1KV EEWAZE 3c-4sq | 7.5 | 60 | 3/4 | A | 1 1/4
2 | M-4-P | PF-1 | M-4 | 0.6/1KV EEWAZE 3c-4sq | 1.5 | 60 | 3/4 | A | 1 1/4
3 | M-5-P | PF-1 | M-5 | 0.6/1KV EEWAZE 3c-4sq | 1.5 | 60 | 3/4 | A | 1 1/4
4 | M-6-P | PF-1 | M-6 | 0.6/1KV EEWAZE 3c-4sq | 2.6 | 30 | 3/4 | A | 1 1/4
5 | M-9A-P | PF-1 | M-9A | 0.6/1KV EEWAZE 3c-16sq | 25kVA | 45 | 1 | B | 1 1/2
6 | M-9B-P | PF-1 | M-9B | 0.6/1KV EEWAZE 3c-16sq | 25kVA | 45 | 1 | B | 1 1/2
7 | M-10-P | PF-1 | M-10 | 0.6/1KV EEWAZE 3c-16sq | 33kVA | 45 | 1 | B | 1 1/2
8 | M-ll-P | PF-1 | M-ll | 0.6/1KV EEWAZE 3c-25sq | 37.5 | 55 | 1 1/4 | C | 2
9 | M-12A-P | PF-1 | M-12A | 0.6/1KV EEWAZE 3c-4sq | 3.7 | 45 | 3/4 | A | 1 1/4
10 | M12B-P | PF-1 | M-12B | 0.6/1KV EEWAZE 3c-4sq | 3.7 | 55 | 3/4 | A | 1 1/4
11 | M-14-P | PF-1 | M-14 | 0.6/1KV EEWAZE 3c-4sq | 0.75 | 40 | 3/4 | A | 1 1/4
12 | M-15-P | PF-1 | M-15 | 0.6/1KV EEWAZE 3c-4sq | 4 | 40 | 3/4 | A | 1 1/4
13 | M-21A-P | PF-1 | M-21A | 0.6/1KV EEWAZE 3c-10sq | 18.5 | 45 | 1 | B | 1 1/4
14 | M-21B-P | PF-1 | M-21B | 0.6/1KV EEWAZE 3c-10sq | 18.5 | 50 | 1 | B | 1 1/4
15 | M-RECEP(E)-P | PF-1 | M-RECEP(E) | 0.6/1KV EEWAZE 3c-4sq | - | 70 | 3/4 | A | 1 1/4
16 | M-RECEP(W1)-P | PF-1 | M-RECEP(W1) | 0.6/1KV EEWAZE 3c-4sq | - | 55 | 3/4 | A | 1 1/4
17 | M-RECEP(W2)-P | PF-1 | M-RECEP(W2) | 0.6/1KV EEWAZE 3c-4sq | - | 70 | 3/4 | A | 1 1/4
CABLES FOR LABORATORY EQUIPMENTS
1 | LABO. EQU1P.-P1 | PF-2 (110V) | POWER SUPPLY | 0.6/1KV EEWAZE 3c-4sq |  | 350 | 3/4 | A | 1 1/4
2 | LABO. EQUIP.-P2 | PF-2 (220V) | POWER SUPPLY | 0.6/1KV EEWAZE 3c-6sq |  | 40 | 3/4 | A | 1 1/4
CABLES FOR PAGING SYSTEM
1 | Paging handset cable | Twisted and shielded pair cable |  | 0.6/1KV EEWAZE-S 8P-2.5sq |  | 1885 | 1 1/4 | C (Ex) | 2
2 | Paging main cable | Twisted and shielded pair cable |  | 0.6/1KV EEWAZE-S 20P-2.5sq |  | 80 | 2 | D (Ex) | 3
3 | Paging main cable | Twisted and shielded pair cable |  | 0.6/1KV EEWAZE-S 30P-2.5sq |  | 115 | 2 1/2 | E (Ex) | 3 1/2
4 | Speaker cable | HANDSET | SPEAKER | 0.6/1KV EEWAZE 3c-2.5sq |  | 520 | 3/4 | 0 (Ex) | 1
CABLES FOR TELEPHONE FACILITY
1 | Telephone main cable | Jelly filled wire armoured cable |  | STEL-K-007 5P-0.6mm |  | 285 | 3/4 | O | 1
2 |  | Jelly filled wire armoured cable |  | STEL-K-007 10P-0.6mm |  | 390 | 1 | B | 1 1/2
3 |  | Jelly filled wire armoured cable |  | STEL-K-007 30P-0.6mm |  | 410 | 1 1/2 | C2 | 2 1/2
4 | Telephone indoor cabl | TERMINAL BOX | TELEPHONE OUTLET | STEL-K-011 2P-0.6-R-W |  | 1200
CABLES FOR FIRE ALARM SYSTEM
1 | FAP-l-C | FAP-M | FAP-1 | 0.6/1KV EEWAZE 9c-2.5sq |  | 30 | 1 | B | 1 1/4
2 | FAP-2-C | FAP-M | FAP-2 | 0.6/1KV EEWAZE 5c-2.5sq |  | 230 | 3/4 | A | 1 1/4
3 | FAP-3-C | FAP-R | FAP-3 | 0.6/1KV EEWAZE 5c-2.5sq |  | 150 | 3/4 | A | 1 1/4
4 | FAP-4-C | FAP-M | FAP-4 | 0.6/1KV EEWAZE 5c-2.5sq |  | 290 | 3/4 | A | 1 1/4
5 | FAP-5-C | FAP-M | FAP-5 | 0.6/1KV EEWAZE 5c-2.5sq |  | 150 | 3/4 | A | 1 1/4
6 | FAP-R-C1 | FAP-M | FAP-R | 0.6/1KV EEWAZE 30c-2.5sq |  | 450 | 1 1/4 | C | 2
7 | FAP-R-C2 | FAP-M | FAP-R | 0.6/1KV EEWAZE 12c-2.5sq |  | 450 | 1 | B | 1 1/2
8 | JB-FA01-C1 | FAP-M | JB-FA01 | 0.6/1KV EEWAZE 9c-2.5sq |  | 55 | 1 | B | 1 1/4
9 | JB-FA01-C2 | FAP-M | JB-FA01 | 0.6/1KV EEWAZE 9c-2.5sq |  | 55 | 1 | B | 1 1/4
10 | JB-FA02-C | JB-FA01 | JB-FA02 | 0.6/1KV EEWAZE 12c-2.5sq |  | 90 | 1 | B | 1 1/2
11 | .IB-FA03-C | JB-FA02 | .IB-FA03 | 0.6/1KV EEWAZE 9c-2.5sq |  | 80 | 1 | B | 1 1/4
12 | JB-FA04-C | JB-FA01 | JB-FA04 | 0.6/1KV EEWAZE 3c-2.5sq |  | 110 | 3/4 | O | 1
13 | MCP-UTL1-C | JB-FA01 | MCP-UTL1 | 0.6/1KV EEWAZE 3c-2.5sq |  | 200 | 3/4 | O | 1
14 | MCP-UTL2-C | JB-FA01 | MCP-UTL2 | 0.6/1KV EEWAZE 5c-2.5sq |  | 50 | 3/4 | A | 1 1/4
15 | MCP-PS1-C | JB-FA02 | MCP-PS1 | 0.6/1KV EEWAZE 5c-2.5sq |  | 80 | 3/4 | A | 1 1/4
16 | MCP-PS2-C | JB-FA02 | MCP-PS2 | 0.6/1KV EEWAZE 3c-2.5sq |  | 90 | 3/4 | O | 1
17 | MCP-PN1-C | JB-FA03 | MCP-PN1 | 0.6/1KV EEWAZE 3c-2.5sq |  | 150 | 3/4 | O | 1
18 | MCP-PN2-C | MCP-PN1 | MCP-PN2 | 0.6/1KV EEWAZE 3c-2.5sq |  | 130 | 3/4 | O | 1
19 | MCP-PN3-C | MCP-PN2 | MCP-PN3 | 0.6/1KV EEWAZE 3c-2.5sq |  | 110 | 3/4 | O | 1
20 | JB-ST21/22-C | JB-FA03 | JB-ST21/22 | 0.6/1KV EEWAZE 3c-2.5sq |  | 16 | 3/4 | O | 1
21 | JB-ST31/32-C | JB-FA03 | JB-ST31/32 | 0.6/1KV EEWAZE 3c-2.5sq |  | 22 | 3/4 | O | 1
22 | JB-ST41/42-C | .JB-FA03 | JB-ST41/42 | 0.6/1KV EEWAZE 3c-2.5sq |  | 26 | 3/4 | O | 1
23 | MCP-ST21-C | JB-ST21 | MCP-ST21 | 0.6/1KV EEWAZE 5c-2.5sq |  | 30 | 3/4 | A | 1 1/4
24 | MCP-ST22-C | JB-ST21 | MCP-ST22 | 0.6/1KV EEWAZE 3c-2.5sq |  | 40 | 3/4 | O | 1
25 | MCP-ST31-C | JB-ST31 | MCP-ST31 | 0.6/1KV EEWAZE 5c-2.5sq |  | 30 | 3/4 | A | 1 1/4
26 | MCP-ST32-C | JB-ST31 | MCP-ST32 | 0.6/1KV EEWAZE 3c-2.5sq |  | 40 | 3/4 | O | 1
27 | MCP-ST41-C | .JB-ST41 | MCP-ST41 | 0.6/1KV EEWAZE 5c-2.5sq |  | 40 | 3/4 | A | 1 1/4
28 | MCP-ST42-C | JB-ST41 | MCP-ST42 | 0.6/1KV EEWAZE 3c-2.5sq |  | 45 | 3/4 | O | 1
29 | MCP-TK1-C | JB-FA04 | MCP-TK1 | 0.6/1KV EEWAZE 5c-2.5sq |  | 100 | 3/4 | A | 1 1/4
30 | MCP-TK2-C | JB-FA04 | MCP-TK2 | 0.6/1KV EEWAZE 3c-2.5sq |  | 250 | 3/4 | O | 1
31 | MCP-TK3-C | MCP-TK2 | MCP-TK3 | 0.6/1KV EEWAZE 3c-2.5sq |  | 150 | 3/4 | O | 1
32 | Fire alarm indoor cabl | Heat resistant non armoured cable |  | XLPE/PVC 2C-0.9mm-F |  | 2000 | - | - | 3/4
CABLES FOR INTERFACE OF CONTROL
1 | INTERFACE-C1 | I/F (M.S/S) | I/F (RACK R’M) | 0.6/1KV EEWAZE 30c-2.5sq |  | 180 | - | - | 2
2 | INTERFACE-C2 | I/F (M.S/S) | I/F (RACK R’M) | 0.6/1KV EEWAZE 30c-2.5sq |  | 180 | - | - | 2
3 | INTERFACE-C3 | I/F (M.S/S) | I/F (RACK R’M) | 0.6/1KV EEWAZE 30c-2.5sq |  | 180 | - | - | 2
4 | INTERFACE-C4 | I/F (M.S/S) | I/F (RACK R’M) | 0.6/1KV EEWAZE 30c-2.5sq |  | 180 | - | - | 2
5 | INTERFACE-C5 | I/F (M.S/S) | I/F (RACK R’M) | 0.6/1KV EEWAZE 30c-2.5sq |  | 180 | - | - | 2
6 | INTERFACE-C6 | I/F (M.S/S) | I/F (RACK R’M) | 0.6/1KV EEWAZE 30c-2.5sq |  | 180 | - | - | 2
7 | INTERFACE-C7 | I/F (M.S/S) | I/F (RACK R’M) | 0.6/1KV EEWAZE 30c-2.5sq |  | 180 | - | - | 2
8 | INTERFACE-C8 | I/F (M.S/S) | I/F (RACK R’M) | 0.6/1KV EEWAZE 30c-2.5sq |  | 180 | - | - | 2
9 | INTERFACE-C9 | I/F (M.S/S) | I/F (RACK R’M) | 0.6/1KV EEWAZE 30c-2.5sq |  | 180 | - | - | 2
10 | INTERFACE-C10 | I/F (M.S/S) | I/F (RACK R’M) | 0.6/1KV EEWAZE 30c-2.5sq |  | 180 | - | - | 2
11 | INTERFACE-C11 | I/F (M.S/S) | I/F (RACK R’M) | 0.6/1KV EEWAZE 30c-2.5sq |  | 180 | - | - | 2
12 | INTERFACE-C12 | I/F (M.S/S) | I/F (RACK R’M) | 0.6/1KV EEWAZE 30c-2.5sq |  | 180 | - | - | 2
13 | INTERFACE-C13 | I/F (M.S/S) | I/F (RACK R’M) | 0.6/1KV EEWAZE 30c-2.5sq |  | 180 | - | - | 2
14 | INCINE-C | I/F (M.S/S) | INCINE. PANEL | 0.6/1KV EEWAZE 9c-2.5sq |  | 190 | 1 | B (Ex) | 1 1/4
CABLES FOR HVAC CONTROL
1 | AD-CU1-P | HVAC-3PNL | CU1 | 0.6/1KV EEWAZE 3c-4sq | 1.3 | 30 | 3/4 | A | 1 1/4 | ADMIN
2 | AD-CU2-P | HVAC-3PNL | CU2 | 0.6/1KV EEWAZE 3c-4sq | 1.3 | 30 | 3/4 | A | 1 1/4 | ADMIN
3 | AD-CU3-P | HVAC-3 PNL | CU3 | 0.6/1KV EEWAZE 3c-4sq | 1.3 | 30 | 3/4 | A | 1 1/4 | ADMIN
4 | AD-CU4-P | HVAC-3 PNL | CU4 | 0.6/1KV EEWAZE 3c-4sq | 1.3 | 30 | 3/4 | A | 1 1/4 | ADMIN
5 | AD-CU5-P | HVAC-3 PNL | CU5 | 0.6/1KV EEWAZE 3c-4sq | 1.3 | 30 | 3/4 | A | 1 1/4 | ADMIN
6 | AD-CU6-P | HVAC-3 PNL | CU6 | 0.6/1KV EEWAZE 3c-4sq | 1.3 | 30 | 3/4 | A | 1 1/4 | ADMIN
7 | AD-CU7-P | HVAC-3 PNL | CU7 | 0.6/1KV EEWAZE 3c-4sq | 1.3 | 30 | 3/4 | A | 1 1/4 | ADMIN
8 | AD-CU8-P | HVAC-3 PNL | CU8 | 0.6/1KV EEWAZE 3c-4sq | 1.3 | 30 | 3/4 | A | 1 1/4 | ADMIN
9 | AD-CU9-P | HVAC-3 PNL | CU9 | 0.6/1KV EEWAZE 3c-4sq | 1.3 | 30 | 3/4 | A | 1 1/4 | ADMIN
10 | AD-CU10-P | HVAC-3 PNL | CU10 | 0.6/ 1KV EEWAZE 3c-4sq | 1.3 | 30 | 3/4 | A | 1 1/4 | ADMIN
11 | AD-CU11-P | HVAC-3 PNL | CU11 | 0.6/1KV EEWAZE 3c-4sq | 1.3 | 30 | 3/4 | A | 1 1/4 | ADMIN
12 | AD-CU12-P | HVAC-3 PNL | CU12 | 0.6/1KV EEWAZE 3c-4sq | 1.3 | 30 | 3/4 | A | 1 1/4 | ADMIN
13 | AD-CU13-P | HVAC-3 PNL | CU13 | 0.6/1KV EEWAZE 3c-4sq | 1.3 | 30 | 3/4 | A | 1 1/4 | ADMIN
14 | AD-CU14-P | HVAC-3 PNL | CU14 | 0.6/1KV EEWAZE 3c-4sq | 1.3 | 30 | 3/4 | A | 1 1/4 | ADMIN
15 | AD-CU15-P | HVAC-3 PNL | CU15 | 0.6/1KV EEWAZE 3c-4sq | 1.3 | 30 | 3/4 | A | 1 1/4 | ADMIN
16 | AD-CU16-P | HVAC-3 PNL | CU16 | 0.6/1KV EEWAZE 3c-4sq | 1.3 | 30 | 3/4 | A | 1 1/4 | ADMIN
17 | AD-CU17-P | HVAC-3 PNL | CU17 | 0.6/1KV EEWAZE 3c-4sq | 1.3 | 30 | 3/4 | A | 1 1/4 | ADMIN
18 | AD-CU18-P | HVAC-3 PNL | CU18 | 0.6/1KV EEWAZE 3c-4sq | 1.3 | 30 | 3/4 | A | 1 1/4 | ADMIN
19 | AD-CU19-P | HVAC-3 PNL | CU19 | 0.6/1KV EEWAZE 3c-4sq | 1.3 | 30 | 3/4 | A | 1 1/4 | ADMIN
20 | LB-CU1-P | HVAC-4PNL | CU1 | 0.6/1KV EEWAZE 3c-4sq | 1.3 | 30 | 3/4 | A | 1 1/4 | LABO.
21 | LB-CU2-P | HVAC-4 PNL | CU2 | 0.6/1KV EEWAZE 3c-4sq | 1.3 | 30 | 3/4 | A | 1 1/4 | LABO.
22 | LB-CU3-P | HVAC-4 PNL | CU3 | 0.6/1KV EEWAZE 3c-4sq | 1.3 | 30 | 3/4 | A | 1 1/4 | LABO.
23 | LB-CU4-P | HVAC-4 PNL | CU4 | 0.6/1KV EEWAZE 3c-4sq | 1.3 | 30 | 3/4 | A | 1 1/4 | LABO.
24 | LB-CU5-P | HVAC-4 PNL | CU5 | 0.6/1KV EEWAZE 3c-4sq | 1.3 | 30 | 3/4 | A | 1 1/4 | LABO.
25 | LB-CU6-P | HVAC-4 PNL | CU6 | 0.6/1KV EEWAZE 3c-4sq | 1.3 | 30 | 3/4 | A | 1 1/4 | LABO.
26 | LB-CU7-P | HVAC-4 PNL | CU7 | 0.6/1KV EEWAZE 3c-4sq | 1.3 | 30 | 3/4 | A | 1 1/4 | LABO.
27 | LB-CU8-P | HVAC-4 PNL | CU8 | 0.6/1KV EEWAZE 3c-4sq | 1.3 | 30 | 3/4 | A | 1 1/4 | LABO.
28 | LB-CU9-P | HVAC-4 PNL | CU9 | 0.6/1KV EEWAZE 3c-4sq | 1.3 | 30 | 3/4 | A | 1 1/4 | LABO.
29 | LB-CU10-P | HVAC-4PNL | CU10 | 0.6/1KV EEWAZE 3c-4sq | 1.3 | 30 | 3/4 | A | 1 1/4 | LABO.
30 | LB-CU11-P | HVAC-4PNL | CU11 | 0.6/1KV EEWAZE 3c-4sq | 1.3 | 30 | 3/4 | A | 1 1/4 | LABO.
31 | LB-CU12-P | HVAC-4 PNL | CU12 | 0.6/1KV EEWAZE 3c-4sq | 1.3 | 30 | 3/4 | A | 1 1/4 | LABO.
32 | MS-CU1-P | HVAC-5PNL | CU1 | 0.6/1KV EEWAZE 3c-4sq | 1.3 | 30 | 3/4 | A | 1 1/4 | MAIM.
33 | MS-CU2-P | HVAC-5 PNL | CU2 | 0.6/1KV EEWAZE 3c-4sq | 1.3 | 30 | 3/4 | A | 1 1/4 | MAINT.
34 | MS-CU3-P | HVAC-5 PNL | CU3 | 0.6/1KV EEWAZE 3c-4sq | 1.5 | 30 | 3/4 | A | 1 1/4 | MAINT.
35 | MS-CU4-P | HVAC-5 PNL | CU4 | 0.6/1KV EEWAZE 3c-4sq | 1.5 | 30 | 3/4 | A | 1 1/4 | MAINT.
36 | MS-CU5-P | HVAC-5 PNL | CU5 | 0.6/1KV EEWAZE 3c-4sq | 1.5 | 30 | 3/4 | A | 1 1/4 | MAINT.
37 | MS-CU6-P | HVAC-5 PNL | CU6 | 0.6/1KV EEWAZE 3c-4sq | 1.5 | 30 | 3/4 | A | 1 1/4 | MAINT.
38 | MS-CU7-P | HVAC-5 PNL | CU7 | 0.6/1KV EEWAZE 3c-4sq | 1.5 | 30 | 3/4 | A | 1 1/4 | MAINT.
C-008
1 | C-008 | SWGR 6KV | C-008 | 3.6/6KV CESWAZE 3c-25sq | 480 | 296
2 | C-008-C1 | SWGR 6KV | C-008 | 0.6/1KV EESWAZE 7c-2.5sq |  | 296
3 | C-008-C2 | SWGR 6KV | I/F | 0.6/1KV EESWAZE 9c-2.5sq |  | 50 | - | B | 1 1/4 | IN S/S
4 | C-008-P2-P | MCC-4 | C-008-P2 | 0.6/lKV EESWAZE 3c-4sq | 2.2 | 296 | 3/4 | A (Ex) | 1 1/4 | SYN
5 | C-008-P2-C1 | MCC-4 | C-008-P2 | 0.6/lKV EESWAZE 5c-2.5sq |  | 296 | 3/4 | A (Ex) | 1 1/4 | SYN
6 | C-008-P2-C2 | MCC-4 | I/F | 0.6/lKV EESWAZE 5c-2.5sq |  | 65 | - | - | 1 1/4 | IN S/S
Chemical Loading Pump
1 | P-PUMP1 | MCC-1B | Panel Pump belakang Kantin | 0.6/1KV EESWAZE 4c-35sq | -
2 | P-832C-P | P-PUMP1 | P-832C | NYYHY 3x10mmsq | 15 | 10
3 | P-211C-P | P-PUMP1 | P-211C | NYYHY 3x6mmsq | 2.2 | 10
341 | P-831C | P-PUMP2 | P-831C | 0.6/1KV EESWAZE 3c-10sq | 11 | 10
Pompa PDAM
1 | P-PUMP2 | MCC- | Panel pompa Gardu Induk-1 | 0.6/1KV NYFGBY 4c - 16sq | -
2 | P-902A | P-PUMP2 | P-902A | 0.6/1KV NYFGBY 4c - 4sq | 0.55 | 10 |  |  |  | UTILITY | MCC-1B
3 | P-902B | P-PUMP2 | P-902B | 0.6/1KV NYFGBY 4c - 4sq | 5.5 | 10 |  |  |  | UTILITY | MCC-1B
4 | P-902C-P | MCC-1B | P-902C | 0.6/1KV EESWAZE 3c-25sq | 18.5 | 185 |  |  |  | UTILITY
5 | P-902C-C1 | MCC-1B | P-902C | 0.6/1KV EESWAZE 5c-2.5sq |  | 185 |  |  |  | UTILITY
R-410B
1 | P-411C-P | MV-SWGR | P-411C | XLPE/FSWA/PVC (N2XSEFGbY) 3.6/6KV | 185 | 185
2 | P-411C-C1 | MV-SWGR | P-411C | 0.6/1KV EESWAZE 7c-2.5sq |  | 185
3 | P-411C-C2 | MV-SWGR | I/F | 0.6/1KV EESWAZE 9c-2.5sq |  | 50
4 | P-511C-P | MCC-3 | P-511C | 0.6/1KV EESWAZE 3c-120sq | 185 | 135
5 | P-511C-C1 | MCC-3 | P-511C | 0.6/1KV EESWAZE 7c-2.5sq |  | 135
6 | P-511C-C2 | MCC-3 | I/F | 0.6/1KV EESWAZE 9c-2.5sq |  | 65
T-170
1 | P-179-P |  | P-179 | 0.6/1KV EESWAZE 3c-35sq | 30
2 | P-179-C1 |  | P-179 | 0.6/1KV EESWAZE 5c-2.5sq
3 | P-179-C2 |  | I/F | 0.6/1KV EESWAZE 5c-2.5sq |  | 65
4 | P-172-P | MCC-3 | P-172 | 0.6/1KV EESWAZE 3c-4sq | 1.1
5 | P-172-C1 | MCC-3 | P-172 | 0.6/1KV EESWAZE 5c-2.5sq
6 | P-172-C2 | MCC-3 | I/F | 0.6/1KV EESWAZE 5c-2.5sq |  | 65
7 | P-174-P | MCC-3 | P-174 | 0.6/1KV EESWAZE 3c-4sq | 2.2
8 | P-174-C1 | MCC-3 | P-174 | 0.6/1KV EESWAZE 5c-2.5sq
9 | P-174-C2 | MCC-3 | I/F | 0.6/1KV EESWAZE 5c-2.5sq |  | 65
10 | P-175 | MCC-3 | P-175 | 0.6/1KV EESWAZE 3c-4sq | 3
11 | P-175-C1 | MCC-3 | P-175 | 0.6/1KV EESWAZE 5c-2.5sq
12 | P-175-C2 | MCC-3 | I/F | 0.6/1KV EESWAZE 5c-2.5sq |  | 65
13 | E-175A-P | MCC-3 | E-175A | 0.6/1KV EESWAZE 3c-4sq | 2.2
14 | E-175A-C1 | MCC-3 | E-175A | 0.6/1KV EESWAZE 5c-2.5sq
15 | E-175A-C2 | MCC-3 | I/F | 0.6/1KV EESWAZE 5c-2.5sq |  | 65
16 | E-175B-P | MCC-3 | E-175A | 0.6/1KV EESWAZE 3c-4sq | 2.2
17 | E-175B-C1 | MCC-3 | E-175A | 0.6/1KV EESWAZE 5c-2.5sq
18 | E-175B-C2 | MCC-3 | I/F | 0.6/1KV EESWAZE 5c-2.5sq |  | 65
N2 Generator
1 | C-991C-P | Local Panel | C-991C | N2XY 0.6/1kV 4x70mm2 rm | 75 | 25
2 | C-991D-P | Local Panel | C-991D | N2XY 0.6/1kV 4x70mm2 rm | 75 | 25
3 | Z-991C-P | Local Panel | Dryer A | N2XY 0.6/1kV 4x2.5mm2 rm |  | 25
4 | Z-991D-P | Local Panel | Dryer B | N2XY 0.6/1kV 4x2.5mm2 rm |  | 25
5 | N2G-P1 | MCC-1B | N2 Generator | NYFGBY 0.6/1 kV4x95mm2 |  | 210
6 | N2G-P2 | MCC-1B | N2 Generator | NYFGBY 0.6/1 kV4x95mm2 |  | 210
TFM
1 | C-993-P | MCC-1B | C-993 | NYFGbY 4Cx70mmsq | 37 | 450
2 | C-993-P1 | UPS | Control panel TFM | NYFGbY 3Cx6mmsq |  | 330
RWWT
1 | P-871A | Local Panel RWWT | P-871A | NYY 0.6/1 kV 4x2.5mm2 | 4
2 | P-871B | Local Panel RWWT | P-871B | NYY 0.6/1 kV 4x2.5mm2 | 4
3 | P-872 | Local Panel RWWT | P-872 | NYY 0.6/1 kV 4x2.5mm2 | 3
4 | P-873A | Local Panel RWWT | P-873A | NYY 0.6/1 kV 4x2.5mm2 | 15
| P-873B | Local Panel RWWT | P-873B | NYRGbY 0.6/1 kV 3 x 4 mm2 | 15
5 | P-875 | Local Panel RWWT | P-875 | NYY 0.6/1 kV 4x2.5mm2 | 4
6 | P-874 | Local Panel RWWT | P-874 | NYY 0.6/1 kV 4x2.5mm2 | 5.5
7 | P-876 | Local Panel RWWT | P-876 | H05VV-F3G 0,75 mm2 | 29
8 | P-877 | Local Panel RWWT | P-877 | H05VV-F3G 0,75 mm2 | 29
9 | P-878 | Local Panel RWWT | P-878 | H05VV-F3G 0,75 mm2 | 29
10 | P-901A-P | MCC- | Local Panel Artesian | NYYHY 4Cx6sq | 7.5 | 100
11 | P-901B-P | MCC- | Local Panel Artesian | NYYHY 4Cx6sq | 9.2 | 100
FOL Separator
1 | FOL SEP-P | MCC- | Local Panel FOL Sep | NYRGBY Solid 3Cx10mm2 | - | 155
2 | P-962-P | Local Panel FOL Sep | P-962 | NYRGBY Solid 3Cx4mm2 | 1.5 | 5
3 | M-962-P | Local Panel FOL Sep | M-962 | NYRGBY Solid 3Cx4mm2 | 4 | 5
R/O
1 | RO PANEL | MCC- | Local Panel R/O
2 | MAIN PUMP | RO PANEL | MAIN PUMP | NYYHY 4cx10mmsq | 11 | 5
3 | FEED PUMP | RO PANEL | FEED PUMP | NYYHY 4cx3.5mmsq | 4 | 5
H-923
1 | H-923-P | MCC-1A | H-923 Control Panel | NYFGbY 4cx95mmsq | - | 230
2 | H-923-C | Panel UPS | H-923 Control Panel | NYFGbY 3x4mmsq | - | 225
3 | 2M1-H923 | Local Panel H-923 | Combustion Air Fan-1 | N2XRGbY 4Cx25sq | 45 | 30
4 | 2M2-H923 | Local Panel H-923 | Combustion Air Fan-2 | N2XRGbY 4Cx45sq | 45 | 30
5 | 3M1-H923 | Local Panel H-923 | Rotary Cup atomizer-1 | NYYHY 4Cx2.5sq | 7.5
6 | 3M2-H923 | Local Panel H-923 | Rotary Cup atomizer-2 | NYYHY 4Cx2.5sq | 7.5
7 | 4M1-H923 | Local Panel H-923 | Steam Valve Motor | NYYHY 4Cx2.5sq | 0.18
8 | 4M2-H923 | Local Panel H-923 | Soot Blower motor-1 | NYYHY 4Cx2.5sq | 0.37
9 | 4M3-H923 | Local Panel H-923 | Soot Blower motor-2 | NYYHY 4Cx2.5sq | 0.37
10 | 5M1-H923 | Local Panel H-923 | Water Injection Pump-1 | NYYHY 4Cx2.5sq | 1.5
11 | H-923-P | MCC-1A | H-923 Control Panel | NYFGbY 4x95mmsq | - | 260
12 | H-923-C | Panel UPS | H-923 Control Panel | NYFGbY 3x4mmsq |  | 260
H-922
1 | 2M3 | Local Panel H-922 |  |  | 75
2 | 3M2 | Local Panel H-922 |  |  | 0.18
3 | 3M5 | Local Panel H-922 |  |  | 0.37
4 | 4M2 | Local Panel H-922 |  |  | 0.37
5 | 4M4 | Local Panel H-922 |  |  | 0.37
6 | 4M6 | Local Panel H-922 |  |  | 0.37
CO2 Gas
1 | +K01-W241 | MCC-5/PLC CO2 Gas | M-10305-11 | JZ-600/4G 2,5 | 0.37 | 22 |  |  |  | CO2
2 | +K01-W261 | MCC-5/PLC CO2 Gas | M-10403-02 | NYY-J/4G 30 | 37 | 22 |  |  |  | CO2
3 | +K01-W271 | MCC-5/PLC CO2 Gas | M-10404-08 | JZ-600/3G 1,5 | 0.09 | 22 |  |  |  | CO2
4 | +K01-W227 | MCC-5/PLC CO2 Gas | M-10409-04 | JZ-600/3G 1,5 | 0.024 | 22 |  |  |  | CO2
5 | +K01-W291 | MCC-5/PLC CO2 Gas | M-11203-02 | JZ-600/4G 2,5 | 0.75 | 21 |  |  |  | CO2
6 | +K01-W301 | MCC-5/PLC CO2 Gas | M-11204-03 | JZ-600/4G 10 | 18.5 | 24 |  |  |  | CO2
7 | +K01-W321 | MCC-5/PLC CO2 Gas | M-11300-02 | Power cable EMC 3x70 + 3x10 | 75 | 27 |  |  |  | CO2
8 | +K01-W341 | MCC-5/PLC CO2 Gas | M-11404-11 | JZ-600/4G 2,5 / JZ-600/3G 2,5 | 5.5 | 25 / 24 |  |  |  | CO2
9 | +K01-W351 | MCC-5/PLC CO2 Gas | M-11402-11 | JZ-600/4G 2,5 | 5.5 | 24 |  |  |  | CO2
10 | +K01-W361 | MCC-5/PLC CO2 Gas | M-11407-04 | JZ-600/3G 1,5 | 0.37 | 24 |  |  |  | CO2
11 | +K01-W371 | MCC-5/PLC CO2 Gas | M-11503-03 | JZ-600/4G 2,5 | 7.5 | 24 |  |  |  | CO2
12 | +K01-W391 | MCC-5/PLC CO2 Gas | M-11558-13 | JZ-600/4G 2,5 | 0.75 | 28 |  |  |  | CO2
13 | +K01-W421 | MCC-5/PLC CO2 Gas | M-A20100-02 | NYY-J/4G 120 | 160 | 20 |  |  |  | CO2
14 | +K01-W441 | MCC-5/PLC CO2 Gas | M-A20100-25 | JZ-600/4G 2,5 | 0.37 | 20 |  |  |  | CO2
15 | +K01-W451 | MCC-5/PLC CO2 Gas | M-A20103-05 | JZ-600/4G 2,5 | 0.82 | 20 |  |  |  | CO2
16 | P-0641 | MCC-5/PLC CO2 Gas | P-0641 | 0.6/1KV NYFGBY 3c - 120sq | 90 | 75 | CW50S | CW |  | CO2
17 | P-0642 | MCC-5/PLC CO2 Gas | P-0642 | 0.6/1KV NYFGBY 2x3c - 95sq | 150 | 75 | CW40L | CW |  | CO2
18 | B-0641 | MCC-5/PLC CO2 Gas | B-0641 | 0.6/1KV NYFGBY 3c - 10sq | 15 | 83 |  |  |  | CO2
19 | B-0642 | MCC-5/PLC CO2 Gas | B-0642 | 0.6/1KV NYFGBY 3c - 10sq | 15 | 83 |  |  |  | CO2
20 | P-0643 | MCC-5/PLC CO2 Gas | P-0643 | 0.6/1KV NYFGBY 5c - 2.5sq |  | 75 |  |  |  | CO2
21 | P-0644 | MCC-5/PLC CO2 Gas | P-0644 | 0.6/1KV NYFGBY 5c - 2.5sq |  | 75 |  |  |  | CO2
22 | P-0645 | MCC-5/PLC CO2 Gas | P-0645 | 0.6/1KV NYFGBY 5c - 2.5sq |  | 75 |  |  |  | CO2
23 | P-0646 | MCC-5/PLC CO2 Gas | P-0646 | 0.6/1KV NYFGBY 5c - 2.5sq |  | 75 |  |  |  | CO2
24 | B-0621 | MCC-5/PLC CO2 Gas | B-0621 | 0.6/1KV NYFGBY 3c - 10sq | 11 | 60 |  |  |  | CO2
25 | P-0621 | MCC-5/PLC CO2 Gas | P-0621 | 0.6/1KV NYFGBY 3c - 6sq | 5.5 | 56 |  |  |  | CO2
26 | P-0622 | MCC-5/PLC CO2 Gas | P-0622 | 0.6/1KV NYFGBY 3c - 6sq | 5.5 | 56 |  |  |  | CO2
CO2 Liquid
1 | +K01-W241 | MCC-5/PLC CO2 Liq | P-10315-02 | JZ-600 4G2,5 | 1.5 | 41
2 | +K01-W251 | MCC-5/PLC CO2 Liq | P-10401-03 | JZ-600 3G1,5 | 0.024 | 40
3 | +K01-W301 | MCC-5/PLC CO2 Liq | P-10403-07 | JZ-600 3G1,5 | 0.09 | 40
4 | +K01-W311 | MCC-5/PLC CO2 Liq | P-10405-01 | NYY-J 4G35 | 37 | 40
5 | +K01-W763 | MCC-5/PLC CO2 Liq | H-10402-05 (heat tracing) | JZ-600 3G1,5 | 1 | 40
6 | +K01-W761 | MCC-5/PLC CO2 Liq | H-10402-14 (heat tracing) | JZ-600 3G1,5 | 0.42 | 40
7 | +K01-W764 | MCC-5/PLC CO2 Liq | H-10405-03 (heat tracing) | JZ-600 3G1,5 | 1.1 | 40
8 | +K01-W762 | MCC-5/PLC CO2 Liq | H-10407-25 (heat tracing) | JZ-600 3G1,5 | 1 | 40
9 | +K01-W771 | MCC-5/PLC CO2 Liq | H-10412-02 (heat tracing) | JZ-600 3G1,5 | 2 | 40
10 | +K01-W321 | MCC-5/PLC CO2 Liq | M-11203-02 | JZ-600 4G2,5 | 0.75 | 23
11 | +K01-W331 | MCC-5/PLC CO2 Liq | P-11221-04 | JZ-600 4G16 | 18.5 | 23
12 | +K01-W340 | MCC-5/PLC CO2 Liq | M-11300-02 | NYY-J 4G150 | 132 | 10
13 | +K01-W340.1 | VSD | M-11300-02 | RHEYFLEX EMC 3x70 + 3x10 |  | 27
14 | +K01-W340.2 | VSD | M-11300-02 | RHEYFLEX EMC 3x70 + 3x10 |  | 27
15 | +K01-W351 | MCC-5/PLC CO2 Liq | M-11310-04 | RHEYFLEX EMC 3x35 + 3x4 | 45 | 27
16 | +K01-W371 | MCC-5/PLC CO2 Liq | P-11405-01 | JZ-600 4G2,5 | 15 | 34
17 | P-11405-01B | MCC-5/PLC CO2 Liq | P-11405-01B | JZ-600 4G16 | 18.5 | 34
18 | +K01-W381 | MCC-5/PLC CO2 Liq | P-11407-02 | JZ-600 4G6 | 15 | 34
19 | +K01-W391 | MCC-5/PLC CO2 Liq | P-11450-03 | JZ-600 4G1,5 | 0.9 | 34
20 | +K01-W401 | MCC-5/PLC CO2 Liq | P-11501-01 | JZ-600 4G2,5 | 18.5 | 34
21 | P-11501-01B | MCC-5/PLC CO2 Liq | P-11501-01B | JZ-600 4G16 | 18.5 | 34
22 | +K01-W411 | MCC-5/PLC CO2 Liq | M-11505-02 | JZ-600 4G2,5 | 0.75 | 46
23 | +K01-W421 | MCC-5/PLC CO2 Liq | P-11601-01 | JZ-600 4G4 | 11 | 32
24 | P-11601-01B | MCC-5/PLC CO2 Liq | P-11601-01B | JZ-600 4G16 | 15 | 34
25 | +K01-W431.1 | MCC-5/PLC CO2 Liq | M-A20100-01 | NYY-J 4G120 | 194 | 46
26 | +K01-W431.2 | MCC-5/PLC CO2 Liq | M-A20100-01 | NYY-J 4G120 | 194 | 46
27 | +K01-W451 | MCC-5/PLC CO2 Liq | P-A20100-24 | JZ-600 4G 2.5 | 0.37 | 46
28 | +K01-W461 | MCC-5/PLC CO2 Liq | P-A20105-01 | JZ-600 4G 2.5 | 0.85 | 46
29 | +K01-W471.1 | MCC-5/PLC CO2 Liq | M-B20100-01 | NYY-J 4G120 | 194 | 51
30 | +K01-W471.2 | MCC-5/PLC CO2 Liq | M-B20100-01 | NYY-J 4G120 | 194 | 51
31 | +K01-W491 | MCC-5/PLC CO2 Liq | P-B20100-24 | JZ-600 4G2.5 | 0.37 | 51
32 | +K01-W501 | MCC-5/PLC CO2 Liq | P-B20105-01 | JZ-600 4G2.5 | 0.85 | 51
33 | +K01-W531 | MCC-5/PLC CO2 Liq | H-36100-08A (Dehydrator filter A heating) | JZ-600 4G4 | 14.4 | 47
34 | +K01-W551 | MCC-5/PLC CO2 Liq | H-36100-08B (Dehydrator filter B heating) | JZ-600 4G4 | 14.4 | 47
35 | +K01-W571 | MCC-5/PLC CO2 Liq | P-37320-01 | JZ-600 4G2.5 | 4.3 | 56
36 | +K01-W601 | MCC-5/PLC CO2 Liq | M-40100-01A | NYY-J 4G150 | 132 | 49
37 | +K01-W621 | MCC-5/PLC CO2 Liq | M-40100-01B | NYY-J 4G150 | 132 | 50
38 | +K01-W641 | MCC-5/PLC CO2 Liq | M-40100-01C | NYY-J 4G150 | 132 | 51
39 | +K01-W700 | MCC-5/PLC CO2 Liq | H-40102-01 (Oil separator heating) | JZ-600 4G1.5 | 0.14 | 49
40 | +K01-W211 | MCC-5/PLC CO2 Liq | RIO-101 | JZ-600 4G1.5 | - | 24
41 | +K01-W213 | MCC-5/PLC CO2 Liq | RIO-103 | JZ-600 4G1.5 | - | 43
42 | +K01-W215 | MCC-5/PLC CO2 Liq | RIO-104 | JZ-600 4G1.5 | - | 40
43 | +K01-W217 | MCC-5/PLC CO2 Liq | RIO-114-2 | JZ-600 4G1.5 | - | 30
44 | +K01-W221 | MCC-5/PLC CO2 Liq | RIO-114-3 | JZ-600 4G1.5 | - | 34
45 | +K01-W223 | MCC-5/PLC CO2 Liq | RIO-201A | JZ-600 4G1.5 | - | 46
46 | +K01-W225 | MCC-5/PLC CO2 Liq | RIO-201B | JZ-600 4G1.5 | - | 51
47 | +K01-W227 | MCC-5/PLC CO2 Liq | RIO-361 | JZ-600 4G1.5 | - | 47
48 | +K01-W231 | MCC-5/PLC CO2 Liq | RIO-381 | JZ-600 4G1.5 | - | 56
49 | +K01-W233 | MCC-5/PLC CO2 Liq | RIO-401-2 | JZ-600 4G1.5 | - | 49
50 | P-0741A | MCC-5/PLC CO2 Liq | P-0741A | NYY 0.6/1KV size (4c x 70sq) | 110 | 75
51 | P-0741B | MCC-5/PLC CO2 Liq | P-0741B | NYY 0.6/1KV size (4c x 70sq) | 110 | 75
52 | P-0741C | MCC-5/PLC CO2 Liq | P-0741C | NYRGBY 0.6/1KV size 3c x 95sq | 132 | 85
53 | B-0741A | MCC-5/PLC CO2 Liq | B-0741A | NYY 0.6/1KV size (4c x 50sq) | 55 | 55
54 | B-0741B | MCC-5/PLC CO2 Liq | B-0741B | NYY 0.6/1KV size (4c x 50sq) | 55 | 55
55 | P-771A | MCC-5/PLC CO2 Liq | P-771A | YSLY-JZ 4G 6mmsq 0.6/1 KV | 13.5 | 5
56 | P-771B | MCC-5/PLC CO2 Liq | P-771B | YSLY-JZ 4G 4mmsq 0.6/1 KV | 5.5 | 5
57 | P-771C | MCC-5/PLC CO2 Liq | P-771C | YSLY-JZ 4G 4mmsq 0.6/1 KV | 5.5 | 5
58 | P-994 | MCC-5/PLC CO2 Liq | P-994 | YSLY-JZ 4G 4mmsq 0.6/1 KV | 7.5
59 | P-0743 | MCC-5/PLC CO2 Liq | P-0743 | 0.6/1KV EESWAZE 3c-4sq | 0.022
1448 |  |  |  | 1442
6
Menu

## 25-5
Equipment list of Alat Ukur
Note :
C : Critical; S : Safety; E : Environment
NO | TAG No. | Description | LOCATION | Model / S/N | MFG | Category |  | COMPLEX GRADE | REMARK
[6 empty] | Score | Grade
1 | Pyro-01 | Digital Radiation thermometer Chino IR-AHIS | Ruang Tool MNTC |  | Chino
2 | Pyro-02 | Digital Radiation thermometer Chino IR-AHIS | Produksi |  | Chino
3 | Pyro-03 | Digital Radiation thermometer Palmer DHS520B | Produksi |  | palmer
4 | AU-1005 | Doc.Process calibrator Fluke 702 | ELINS |  | Fluke
5 | AU-1015 | Handheld pressure Calibrator GE Druck DOI 104 | ELINS |  | Druck
6 | AU-1016 | Digital thermometer Yokogawa YF-162 | ELINS |  | Yokogawa
7 | AU-1001 | Clamp current tester Fluke 36 | ELINS |  | Fluke
8 | AU-1002 | High voltage insulation hitester Hioki 3455 | ELINS |  | Hioki
9 | AU-1003 | Smart Comunicator SFC 260 Yamatake H. | ELINS |  | Yamatake
10 | AU-1004 | Hand Communicator TSM 2001 Merlin Gerin | ELINS |  | Merlin Gerin
11 | AU-1006 | Hart Field Comm. Protocol RS 275 Rosemount | ELINS |  | Rosemount
12 | AU-1007 | Remote Transmitter Interface Oval EK-10 | ELINS |  | Oval
13 | AU-1008 | Hand Held Terminal HHT-2A Sakura Endress | ELINS |  | Sakura Endress
14 | AU-1009 | Brain Terminal BT-220 Yokogawa | ELINS |  | Yokogawa
15 | AU-1010 | Digital Earth Tester Kyoritsu 4105A | ELINS |  | Kyoritsu
16 | AU-1011 | Process calibrator LB02A | ELINS
17 | AU-1012 | Digital AC/DC Clamp Meter | ELINS |  | Fluke
18 | AU-1013 | Clamp ampere AC CM4001 | ELINS |  | Fluke
19 | AU-1014 | Battery powered hydraulic crimping tool 6 - 300 mm² | ELINS
20 | AU-1017 | Smart HART Modem Wireless connection | ELINS
21 | AU-1018 | Precision Digital Pressure Gauge | ELINS
22 | AU-1019 | Jet cleaner AC | Workshop
23 | AU-1020 | Documenting Process Calibrator-HART | ELINS |  | Fluke
24 | AU-1021 | Cable Locator Fluke 2042 | ELINS |  | Fluke
25 | AU-1022 | Snorklif | Maintenance
26 | AU-1023 | PG Test Bench | Workshop
27 | AU-1024 | PG Test Bench | Workshop |  | Megger
28 | AU-1025 | Eart tester / Megger - DET5/4D | ELINS |  | Fluke
29 | AU-1026 | Fluke 719Pro-300G Electric Pressure Calibrator | ELINS |  | Fluke
30 | AU-1027 | Fluke 1555 FC 10 kV Insulation Tester | ELINS |  | Fluke
31 | AVO-1 | Digital Multitester Fluke 107 | ELINS |  | Fluke
32 | AVO-2 | Digital Multitester Fluke 179 | ELINS |  | Fluke
33 | AVO-3 | Digital Multitester Fluke 179 | ELINS |  | Fluke
34 | AS-1001 | Portable Monitor Gas detector GP 85N | HSE
35 | AS-1002 | Portable Monitor CO Detector CO-82 | HSE
36 | AS-1003 | Portable Monitor Gas detector ALTAIR 5X | HSE |  | Altair
37 | UTI-01 | Measure of product stock | SSC
38 | UTI-02 | Measure of product stock | SSC
39 | UTI-03 | Measure of product stock | SSC
Total Equipment
39
Menu

## 25-4
Equipment list of ROAD LIGHTING
Note :
C : Critical; S : Safety; E : Environment
NO | TAG No. | SERVICE | LOCATION | Model | MFG | Name | Category |  | COMPLEX GRADE | REMARK
[7 empty] | Score | Grade
1 | RL-001 | Admin | Admin |  | Philips
2 | RL-002 | Admin | Admin |  | Philips
3 | RL-003 | Admin | Admin |  | Philips
4 | RL-004 | Admin | Admin |  | Philips
5 | RL-005 | Admin | Admin |  | Philips
6 | RL-006 | Admin | Admin |  | Philips
7 | RL-007 | Admin | Admin |  | Philips
8 | RL-008 | Admin | Admin |  | Philips
9 | RL-009 | POS-1 | POS-1 |  | Philips
10 | RL-010 | POS-1 | POS-1 |  | Philips
11 | RL-011 | POS-1 | POS-1 |  | Philips
12 | RL-012 | POS-1 | POS-1 |  | Philips
13 | RL-013 | Driver shelter | Driver shelter |  | Philips
14 | RL-014 | Driver shelter | Driver shelter |  | Philips
15 | RL-015 | Driver shelter | Driver shelter |  | Philips
16 | RL-016 | POS-2 & MNTC | POS-2 & MNTC |  | Philips
17 | RL-017 | POS-2 & MNTC | POS-2 & MNTC |  | Philips
18 | RL-018 | Parkir | Parkir |  | Philips
19 | RL-021 | Parkir | Parkir |  | Philips
20 | RL-022 | Parkir | Parkir |  | Philips
21 | RL-023 | POS-1 | POS-1 |  | Philips
22 | RL-024 | POS-1 | POS-1 |  | Philips
23 | RL-025 | Driver shelter | Driver shelter |  | Philips
24 | RL-026 | Driver shelter | Driver shelter |  | Philips
25 | RL-027 | Truck Loading | Truck Loading |  | Philips
26 | RL-028 | Truck Loading | Truck Loading |  | Philips
27 | RL-029 | Truck Loading | Truck Loading |  | Philips
28 | RL-030 | Truck Loading | Truck Loading |  | Philips
29 | RL-031 | Driver shelter | Driver shelter |  | Philips
30 | RL-032 | Driver shelter | Driver shelter |  | Philips
31 | RL-033 | Driver shelter | Driver shelter |  | Philips
32 | RL-034 | POS-2 & MNTC | POS-2 & MNTC |  | Philips
33 | RL-035 | POS-2 & MNTC | POS-2 & MNTC |  | Philips
34 | RL-036 | POS-2 & MNTC | POS-2 & MNTC |  | Philips
35 | RL-037 | POS-2 & MNTC | POS-2 & MNTC |  | Philips
36 | RL-038 | POS-2 & MNTC | POS-2 & MNTC |  | Philips
37 | RL-039 | POS-2 & MNTC | POS-2 & MNTC |  | Philips
38 | RL-040 | Syn gas & Oct. | Syn gas & Oct. |  | Philips
39 | RL-041 | Syn gas & Oct. | Syn gas & Oct. |  | Philips
40 | RL-042 | Syn gas & Oct. | Syn gas & Oct. |  | Philips
41 | RL-043 | Syn gas & Oct. | Syn gas & Oct. |  | Philips
42 | RL-044 | Syn gas & Oct. | Syn gas & Oct. |  | Philips
43 | RL-045 | Syn gas & Oct. | Syn gas & Oct. |  | Philips
44 | RL-046 | Syn gas & Oct. | Syn gas & Oct. |  | Philips
45 | RL-047 | Syn gas & Oct. | Syn gas & Oct. |  | Philips
46 | RL-048 | Syn gas & Oct. | Syn gas & Oct. |  | Philips
47 | RL-049 | Syn gas & Oct. | Syn gas & Oct. |  | Philips
48 | RL-050 | Utility | Utility |  | Philips
49 | RL-051 | Utility | Utility |  | Philips
50 | RL-052 | Utility | Utility |  | Philips
51 | RL-053 | Utility | Utility |  | Philips
52 | RL-054 | Utility | Utility |  | Philips
53 | RL-055 | Utility | Utility |  | Philips
54 | RL-056 | Utility | Utility |  | Philips
55 | RL-057 | Utility | Utility |  | Philips
56 | RL-058 | Utility | Utility |  | Philips
57 | RL-059 | Utility | Utility |  | Philips
58 | RL-060 | Utility | Utility |  | Philips
59 | RL-061 | Utility | Utility |  | Philips
60 | RL-062 | Utility | Utility |  | Philips
61 | RL-063 | Utility | Utility |  | Philips
62 | RL-064 | Utility | Utility |  | Philips
63 | RL-065 | Utility | Utility |  | Philips
64 | RL-066 | Utility | Utility |  | Philips
65 | RL-067 | Utility | Utility |  | Philips
66 | RL-068 | Utility | Utility |  | Philips
67 | RL-069 | Utility | Utility |  | Philips
68 | RL-070 | Utility | Utility |  | Philips
69 | RL-071 | Utility | Utility |  | Philips
70 | RL-072 | Tank yard | Tank yard |  | Philips
71 | RL-073 | Tank yard | Tank yard |  | Philips
72 | RL-074 | Tank yard | Tank yard |  | Philips
73 | RL-075 | Tank yard | Tank yard |  | Philips
74 | RL-076 | Tank yard | Tank yard |  | Philips
75 | RL-077 | Tank yard | Tank yard |  | Philips
76 | RL-078 | Tank yard | Tank yard |  | Philips
77 | RL-079 | Tank yard | Tank yard |  | Philips
78 | RL-080 | Tank yard | Tank yard |  | Philips
79 | RL-081 | Tank yard | Tank yard |  | Philips
80 | RL-082 | Tank yard | Tank yard |  | Philips
81 | RL-083 | Tank yard | Tank yard |  | Philips
82 | RL-084 | Tank yard | Tank yard |  | Philips
83 | RL-085 | Tank yard | Tank yard |  | Philips
84 | RL-086 | Tank yard | Tank yard |  | Philips
85 | RL-087 | Tank yard | Tank yard |  | Philips
86 | RL-088 | Tank yard | Tank yard |  | Philips
87 | RL-089 | Tank yard | Tank yard |  | Philips
88 | RL-090 | Tank yard | Tank yard |  | Philips
89 | RL-091 | Tank yard | Tank yard |  | Philips
90 | RL-092 | Utility | Utility |  | Philips
91 | RL-093 | CO2 Storage Tank | CO2 Storage Tank |  | Philips
92 | RL-094 | CO2 Storage Tank | CO2 Storage Tank |  | Philips
93 | RL-095 | CO2 Storage Tank | CO2 Storage Tank |  | Philips
94 | RL-096 | CO2 Storage Tank | CO2 Storage Tank |  | Philips
95 | RL-097 | TR-7 | TR-7 |  | Philips
96 | RL-098 | MCC-5 | MCC-5 |  | Philips
97 | RL-099 | Z-0741 | Z-0741 |  | Philips
Total Equipment |  |  | 97
Menu

## 25-3
Equipment list of PERALATAN LABORAT
Note :
C : Critical; S : Safety; E : Environment
NO | TAG No. | SERVICE | LOCATION | Model | MFG | Name | Serial No. | Category |  | COMPLEX GRADE | REMARK
[8 empty] | Score | Grade
1 | GC-1 | GC Room | GC Room | SPL-2014 | Shimadzu | FID | C12015501640 5A
2 | GC-2 | GC Room | GC Room | GC-2030AF | Shimadzu | FID | C12255980913
3 | GC-3 | GC Room | GC Room | GC-2030AF | Shimadzu | FID | C12256181539
4 | GC-4 | GC Room | GC Room | GC-14BPFSC | Shimadzu | FID | C11053401629
5 | GC-5 | GC Room | GC Room | GC-2030AF | Shimadzu | FID | C1225578007
6 | GC-6 | GC Room | GC Room | GC-2014C | Shimadzu | FID | C11885932572
7 | GC-7 | GC Room | GC Room | GC-2014C | Shimadzu | TCD | C11885932514
8 | GC-8 | GC Room | GC Room | GC-8APT | Shimadzu | TCD | C11886132721
9 | GC-9 | GC Room | GC Room | GC-2014C | Shimadzu | TCD | C11885933265
10 | GC-10 | GC Room | GC Room | GC-2030 | Shimadzu | TCD | C12256080977
11 | GC-11 | GC Room | GC Room | Trace 1310 | Thermo Scientifc Trace | FPD
12 | FURNACE | LAB III | LAB III | KL-280 |  | FURNACE
13 | OVEN-1 | LAB III | LAB III | FC-410 | Advantec | OVEN
14 | OVEN-2 | LAB II & III | LAB II & III | FC-610 | Advantec | OVEN
15 | OVEN-3 | LAB II & III | LAB II & III | FC-610 | Advantec | OVEN
16 | AAS-1 | LAB I | LAB I | AA-6701 | Shimadzu | AAS
17 | WO-1 | LAB-2 | LAB-2 | LCW-3000 | Loma | Water Cooler (COD)
18 | MOIST-1 | LAB-2 | LAB-2 | CA-310 | Mitsubishi | Moisturemeter-1
19 | MOIST-2 | LAB-2 | LAB-2 | CA-310 | Mitsubishi | Moisturemeter-2
20 | MOIST-3 | LAB-2 | LAB-2 | CA-310 | Mitsubishi | Moisturemeter-3
21 | MOIST-4 | LAB-2 | LAB-2 | CA-310 | Mitsubishi | Moisturemeter-4
22 | ME-1 | LAB-2 | LAB-2 | 6 hole |  | Mantle Extraxion
Total Equipment |  |  | 22
Menu

## 25-2
Equipment List of SWITCHGEAR 20KV, 6.3KV & 400V
[10 empty] | Note : |  |  | Note :
[10 empty] | C : Critical; S : Safety; E : Environment |  |  | C : Critical; S : Safety; E : Environment
No. | Tag. No | Service | Location | S/N | Model | Mfg. | Nominal Current | Relay Protection | PIC | IK | Category |  | Complex Grade | Spare Part | IK/ SOP | PM | Price USD | Remark
[7 empty] | A |  |  |  | Score | Grade
1 | Incoming 20KV | Incoming PLN 20KV | MSS |  | Fluarc 100 FG3 | Merlin Gerin SI | 630 | - |  |  | 125 | C, S | *** | Klik
2 | Outgoing 20KV | Outgoing 20KV Switchgear TRM | MSS |  | Fluarc 100 FG3 | Merlin Gerin SI | 630 | SEPAM 2035 S35 CR & SEPAM 2025 S25 LT
3 | Incoming GTG | 6,3 KV Incoming from GTG | MSS |  | Fluarc 100 FG2 | Merlin Gerin SI | 1250 | SEPAM 2025 S25 LT
4 | Incoming 6KV | Incoming 6.3 KV | MSS |  | Fluarc 100 FG2 | Merlin Gerin SI | 1250 | SEPAM 2025 S25 LT
5 | PT Unit | Voltage Transformer 6.3KV/100V | MSS |  | BBPTS | Merlin Gerin SI | - | -
6 | Capacitor 6.3 KV | Power Capacitor Feeder | MSS |  | Fluarc 100 FG2 | Merlin Gerin SI | 630 | SEPAM 2025 S25 LX
7 | TR-1 | 2 MVA Transformer Feeder | MSS |  | Fluarc 100 FG2 | Merlin Gerin SI | 630 | SEPAM 1005 S05 LX T01
8 | TR-2 | 2 MVA Transformer Feeder | MSS |  | Fluarc 100 FG2 | Merlin Gerin SI | 630 | SEPAM 1005 S05 LX T01
9 | TR-3 | 2 MVA Transformer Feeder | MSS |  | Fluarc 100 FG2 | Merlin Gerin SI | 630 | SEPAM T40
10 | TR-6 | 1 MVA Transformer Feeder | MSS |  | Fluarc 100 FG2 | Merlin Gerin SI | 630 | SEPAM 1005 S05 LX T01
11 | C-011/018 | 2050 KW IM Feeder | MSS |  | Fluarc 100 FG2 | Merlin Gerin SI | 630 | SEPAM 100 LD S01 LD XS1 X01
12 | B-011 | 260 KV Combustion Air Blower | MSS |  | Rolarc 400 | Merlin Gerin SI | 125 | SEPAM 1000 S05 LX M01
13 | B-012 | 260 KW Flue Gas Fan | MSS |  | Rolarc 400 | Merlin Gerin SI | 125 | SEPAM 1000 S05 LX M01
14 | P-411 A | 165 KW R-410 Feed pump | MSS |  | Rolarc 400 | Merlin Gerin SI | 125 | SEPAM 1000 S05 LX M01
15 | P-411 B | 165 KW R-410 Feed pump | MSS |  | Rolarc 400 | Merlin Gerin SI | 125 | SEPAM 1000 S05 LX M01
16 | C-412 | 570 KW H2 Gas Recycle Compressor | MSS |  | Rolarc 400 | Merlin Gerin SI | 160 | SEPAM 1000 S05 LX M01
17 | P-751 A | 260 KW Fire Water Pump | MSS |  | Rolarc 400 | Merlin Gerin SI | 125 | SEPAM 1000 S05 LX M01
18 | P-941 A | 285 KW Cooling Water Pump | MSS |  | Rolarc 400 | Merlin Gerin SI | 125 | SEPAM 1000 S05 LX M01
19 | P-941 B | 285 KW Cooling Water Pump | MSS |  | Rolarc 400 | Merlin Gerin SI | 125 | SEPAM 1000 S05 LX M01
20 | C-008 | 480 KW Natural Gas Booster Compressor | MSS |  | Rolarc 400 | Merlin Gerin SI | 125 | SEPAM 1000 S05 LX M01
21 | TR-7 | 2 MVA Transformer Feeder | MSS |  | MCSet 1 | Schneider Indonesia | 1250 | SEPAM T40
22 | MCC-1 | ACB Incoming TR-1 | MSS |  | Masterpack M32 H1 | Merlin Gerin SI | 3200 | STR 38S
23 | BUSTIE | ACB Bustie MCC-1A & MCC-1B | MSS |  |  | Merlin Gerin SI
24 | Incoming EDG | ACB Incoming from EDG | MSS |  | Masterpack M12 H1 | Merlin Gerin SI | 1250 | STR 38S
25 | MCC-2 | ACB Incoming TR-2 | LSS |  | Masterpack M32 H1 | Merlin Gerin SI | 3200 | STR 38S
26 | MCC-3 | ACB Incoming TR-3 | LSS |  | Masterpack NW32 H1 | Merlin Gerin SI | 3200 | Micrologic 2.0E
27 | MCC-4 | ACB Incoming TR-6 | LSS |  | Masterpack M16 H2 | Merlin Gerin SI | 1600 | STR 38S
28 | MCC-5 | ACB Incoming TR-7 | MCC CO2 |  | Emax | ABB
29 | MCC-5A | ACB Incoming Panel MCC 5 Schneider | MCC CO2 |  | Masterpack NT08 H2 | Schneider Indonesia | 800 | Micrologic 2.0A
30 | MCC-5B | ACB Incoming Panel MCC CO2-001 | MCC CO2
31 | MCC-5C | ACB Incoming Panel MCC CO2-002 | MCC CO2
Total Equipment |  |  | 31
Menu

## 25-1
Breather Valve & flame arester
No | Tag No | Service | Location | S/N | Model | Mfg | P&ID No. | Name Plate
1 | BR-142 | TK-021 |  |  |  |  | P206-01500
2 | BR-1051 | D-102
3 | BR-1451
4 | BR-1651
5 | BR-2451 | F-240 |  |  |  |  | P205-20300
6 | BR-1151 | TK-111 |  |  |  |  | P205-70100
7 | BR-1452B | TK-141 |  |  |  |  | P205-70100
8 | BR-1652B | TK-161 |  |  |  |  | P205-70100
9 | BR-1653B | TK-162 |  |  |  |  | P205-70100
10 | BR-1452A | TK-141 |  |  |  |  | P205-70100
11 | BR-1652A | TK-161 |  |  |  |  | P205-70100
12 | BR-1653A | TK-162 |  |  |  |  | P205-70100
13 | BR-1753A | E-179 |  |  |  |  | P205-70100 | OK
14 | BR-1753B | TK-172 |  |  |  |  | P205-70100 | OK
15 | BR-2151 | TK-211 |  |  |  |  | P205-70200
16 | BR-2551 | TK-251 |  |  |  |  | P205-70200
17 | BR-9651A | TK-9651A |  |  |  |  | P205-70200
18 | BR-9651B | TK-9651B |  |  |  |  | P205-70200
19 | BR-4151 | TK-411 |  |  |  |  | P205-70300
20 | BR-5151 | TK-511 |  |  |  |  | P205-70300
21 | BR-6151 | TK-611 |  |  |  |  | P205-70300
22 | BR-721A | TK-721 |  |  |  |  | P205-72100
23 | BR-721B | TK-721 |  |  |  |  | P205-72100
24 | BR-723 | TK-723 |  |  |  |  | P205-72200
25 | BR-724 | TK-724 |  |  |  |  | P205-72200
26 | BR-725 | TK-725 |  |  |  |  | P205-72300
27 | BR-726 | TK-726 |  |  |  |  | P205-72300
28 | BR-831 | TK-821 |  |  |  |  | P206-80300
29 | FA-831 | TK-821 |  |  |  |  | P206-80300
30 | BS-8501 | H-851 |  |  |  |  | P206-85100
31 | BR-1051 | [5 empty] | P205-10200
32 | BR-722A | TK-722 |  |  |  |  | P205-72100
33 | BR-722B | TK-722 |  |  |  |  | P205-72100
34 | FA-721A | TK-721 |  |  |  |  | P205-72100
35 | FA-721B | TK-721 |  |  |  |  | P205-72100
36 | FA-722A | TK-722 |  |  |  |  | P205-72100
37 | FA-722B | TK-722 |  |  |  |  | P205-72100
38 | FA-731 | [5 empty] | P205-72100
39 | FA-723 | TK-723 |  |  |  |  | P205-72200
40 | FA-724 | TK-724 |  |  |  |  | P205-72200
41 | FA-725 | TK-725 |  |  |  |  | P205-72300
42 | FA-726 | TK-726 |  |  |  |  | P205-72300
43 | BR-1451 | D-145 |  |  |  |  | P205-10500
44 | BR-1651 | E-166 |  |  |  |  | P205-10700
45 | FA-1151 | TK-111 |  |  |  |  | P205-70100
46 | FA-1452B | TK-141 |  |  |  |  | P205-70100
47 | FA-1452A | TK-141 |  |  |  |  | P205-70100
48 | FA-1652A | TK-161 |  |  |  |  | P205-70100
49 | FA-1652B | TK-161 |  |  |  |  | P205-70100
50 | FA-1653A | TK-162 |  |  |  |  | P205-70100
51 | FA-1653B | TK-162 |  |  |  |  | P205-70100
52 | FA-1753A | E-172 |  |  |  |  | P205-70100 | OK
53 | FA-1753B | TK-179 |  |  |  |  | P205-70100 | OK
54 | FA-2151 | TK-211 |  |  |  |  | P205-70200
55 | FA-2551 | TK-251 |  |  |  |  | P205-70200
56 | FA-9651A | TK-9651A |  |  |  |  | P205-70200
57 | FA-9651B | TK-9651B |  |  |  |  | P205-70200
58 | FA-4151 | TK-411 |  |  |  |  | P205-70300
59 | FA-5151 | TK-511 |  |  |  |  | P205-70300
60 | FA-6151 | TK-611 |  |  |  |  | P205-70300
61 | FA-963A | P-963A |  |  |  |  | P205-70600
62 | FA-963B | P-963B |  |  |  |  | P205-70600
Total Equipment | 43 | [5 empty] | 43
Menu

## 25
Equipment list of PLC dan SCADA
Note :
C : Critical; S : Safety; E : Environment
NO | TAG No. | NAME | LOCATION | SERVICE | MFG | PIC | Category |  | COMPLEX GRADE | REMARK
[7 empty] | Score | Grade
1 | PLC-1 | HC900 | Rack Room | DCS Controller | Honeywell |  | 125 | C, S, E | ***
2 | PLC-2 | Modicon M580 ePACs | Rack Room | PSA Membrane | Schneider |  | 125 | C, S, E | ***
3 | PLC-3 | R04CPU | Demin Water Plant | Demin Water Controller | Mitsubishi |  | 125 | C, S, E | ***
4 | PLC-4 | GX Developer 8 | C-008 | C-008 Controller | Mitsubishi |  | 125 | C, S, E | ***
5 | PLC-5 | Simatic S7 | MCC - 5B Union | CO2 gas Plant Controller | Siemens |  | 125 | C, S, E | ***
6 | PLC-6 | Simatic S7-300 | H-922 | H-922 Controller | Siemens |  | 125 | C, S, E | *** | 90021002, 90021076, 90021075, 90021079
7 | PLC-7 | Simatic S7-1500 | H-923 | H-923 Controller | Siemens |  | 125 | C, S, E | ***
8 | PLC-8 | Simatic S7-300 | MCC - 5C Union | CO2 liquid Plant Controller | Siemens |  | 125 | C, S, E | *** | 90021002, 90021076, 90021075, 90021079
9 | PLC-9 | Simatic S7-200 | N2 Generator panel | N2 Generator controller | Siemens |  | 125 | C, S, E | ***
10 | HMI-1 | Intouch | PSA | PSA Membrane | Wonderware |  | 125 | C, S, E | ***
11 | HMI-2 | WinCC | CO2 Gas | CO2 gas Plant Controller | Siemens |  | 125 | C, S, E | ***
12 | HMI-3 | WinCC | CO2 Liquid | CO2 liquid Plant Controller | Siemens |  | 125 | C, S, E | ***
Total Equipment |  |  | 12
Menu

## 24
Equipment list of CUBICLE
Note :
C : Critical; S : Safety; E : Environment
No | Tag no. | Location | Service | Model | Mfg | Name | Specification |  |  | PIC | Category |  | COMPLEX GRADE | Keterangan
[7 empty] | Range LO | Range HI | Satuan |  | Score | Grade
1 | PCB-20kV | MSS | Power Breaker incoming 20 kV |  |  | GCB-630 |  |  |  |  | 125 | C,S,E | ***
2 | PCB-6kV | MSS | Power Breaker incoming 6 kV |  |  | GCB1250 |  |  |  |  | 125 | C,S,E | ***
3 | PT-6.3kV | MSS | Power Breaker |  |  | GCB1250 |  |  |  |  | 25 | C | **
4 | PCB-PC | MSS | Power Breaker |  |  | GCB-630 |  |  |  |  | 25 | C | **
5 | PCB-TR-M | MSS | Power Breaker |  |  | GCB-630 |  |  |  |  | 125 | C,S,E | ***
6 | PCB-TR-1 | MSS | Power Breaker |  |  | GCB-630 |  |  |  |  | 5 | C | *
7 | PCB-TR-2 | MSS | Power Breaker |  |  | GCB-630 |  |  |  |  | 5 | C | *
8 | PCB-TR-3 | MSS | Power Breaker |  |  | GCB-630 |  |  |  |  | 5 | C | *
9 | PCB-TR-4 | MSS | Power Breaker |  |  | MCCB |  |  |  |  | 5 | C | *
10 | PCB-TR-5 | MSS | Power Breaker |  |  | MCCB |  |  |  |  | 5 | C | *
11 | PCB-TR-6 | MSS | Power Breaker |  |  | GCB-630 |  |  |  |  | 5 | C | *
12 | PCB-S1A | MSS | Power Breaker |  |  | ACB1250
13 | PCB-S1B | MSS | Power Breaker |  |  | ACB3150
14 | PCB-S2 | MSS | Power Breaker |  |  | ACB3150
15 | PCB-S3 | MSS | Power Breaker |  |  | ACB3150
16 | PCB-S4 | MSS | Power Breaker |  |  | ACB1600
17 | PCB-B-011 | MSS | Power Breaker |  |  | GCS-260 |  |  |  |  | 5 | C | *
18 | PCB-C-011/013 | MSS | Power Breaker |  |  | GCB-2050 |  |  |  |  | 5 | C | *
19 | PCB-B-012 | MSS | Power Breaker |  |  | GCS-260 |  |  |  |  | 5 | C | *
20 | PCB-C-012 | MSS | Power Breaker |  |  | GCS-220 |  |  |  |  | 5 | C | *
21 | PCB-P-411A | MSS | Power Breaker |  |  | GCS-155 |  |  |  |  | 5 | C | *
22 | PCB-P-411B | MSS | Power Breaker |  |  | GCS-155 |  |  |  |  | 5 | C | *
23 | PCB-C-412 | MSS | Power Breaker |  |  | GCS-570 |  |  |  |  | 5 | C | *
24 | PCB-P-751A | MSS | Power Breaker |  |  | GCS-260 |  |  |  |  | 125 | C,S,E | ***
25 | PCB-P-941A | MSS | Power Breaker |  |  | GCS-285
26 | PCB-P-941B | MSS | Power Breaker |  |  | GCS-285
27 | A-815 | MCC-1A/B | Agitator-No 1 Clarifire Rake
28 | A-821 | MCC-1A/B | Agitator-No.2 Clarifire rake
29 | A-833 | MCC-1A/B | Agitator-Nutrient Dissolving
30 | A-834 | MCC-1A/B | Agitator-No.1 Polymer Dissolving
31 | A-835A | MCC-1A/B | Agitator-No.2 Polymer Dissolving
32 | A-835B | MCC-1A/B | Agitator-No.2 Polymer Dissolving
33 | A-921 | MCC-1A/B | Agitator for Na3PO4
34 | B-811A | MCC-1A/B | Blower-Air
35 | B-811B | MCC-1A/B | Blower-Air
36 | B-921 | MCC-1A/B | Blower-Boiler FDF | [7 empty] | 25 | C, S, E | **
37 | B-935A | MCC-1A/B | Blower-Degasfire
38 | B-935B | MCC-1A/B | Blower-Degasfire
39 | B-939 | MCC-1A/B | Blower-Neutralization
40 | B-941A | MCC-1A/B | Fan-Coolint Tower
41 | B-941B | MCC-1A/B | Fan-Coolint Tower
42 | B-951 | MCC-1A/B | Fan-Vent Gas
43 | C-991A | MCC-1A/B | Compressor-Air | [7 empty] | 5 | C | *
44 | C-991B | MCC-1A/B | Compressor-Air | [7 empty] | 5 | C | *
45 | D-941 | MCC-1A/B | Filter-Cooling water
46 | DC Panel | MCC-1A/B | [8 empty] | 25 | C, S, E | **
47 | E-922A | MCC-1A/B | Fan-D-922 vent condenser
48 | E-922B | MCC-1A/B | Fan-D-922 vent condenser
49 | P-751B | MCC-1A/B | Pump-Engine fire water | [7 empty] | 25 | S | **
50 | P-751C | MCC-1A/B | Pump-Engine fire water | [7 empty] | 25 | S | **
51 | P-752 | MCC-1A/B | Pump-Jocky
52 | P-811 | MCC-1A/B | Pump-WWT Feed
53 | P-815 | MCC-1A/B | Pump-Sludge return
54 | P-816 | MCC-1A/B | Pump-Scum
55 | P-817 | MCC-1A/B | Pump-Sucrubber Water
56 | P-819 | MCC-1A/B | Pump-Treated Water Discharge
57 | P-820 | MCC-1A/B | Pump-CWF Feed
58 | P-821 | MCC-1A/B | Pump-Sludge Discharge
59 | P-822 | MCC-1A/B | Pump-Sludge feed
60 | P-823 | MCC-1A/B | Pump-Filtrate Water
61 | P-831A | MCC-1A/B | Pump-H2SO4
62 | P-831B | MCC-1A/B | Pump-H2SO4
63 | P-832A | MCC-1A/B | Pump-NaOH
64 | P-832B | MCC-1A/B | Pump-NaOH
65 | P-833 | MCC-1A/B | Pump-Nutrient
66 | P-834 | MCC-1A/B | Pump-No.1 Polymer
67 | P-835 | MCC-1A/B | Pump-No.2 Polymer
68 | P-851 | MCC-1A/B | Pump-WW2 Feed
69 | P-852A | MCC-1A/B | Pump-Dissolver Circulation
70 | P-852B | MCC-1A/B | Pump-Dissolver Circulation
71 | P-853 | MCC-1A/B | Pump-Venturi circulation
72 | P-854A | MCC-1A/B | Pump-Cooling water
73 | P-854B | MCC-1A/B | Pump-Cooling water
74 | P-921A | MCC-1A/B | Pump-Boiler Feed water
75 | P-921B | MCC-1A/B | Pump-Boiler Feed water
76 | P-922A | MCC-1A/B | Pump-Steam condensate
77 | P-922B | MCC-1A/B | Pump-Steam condensate
78 | P-923 | MCC-1A/B | Pump-process condensate
79 | P-925A | MCC-1A/B | Pump-Na3PO4 injection
80 | P-925B | MCC-1A/B | Pump-Na3PO4 injection
81 | P-926A | MCC-1A/B | Pump-N2H4 injection
82 | P-926B | MCC-1A/B | Pump-N2H4 injection
83 | P-931A | MCC-1A/B | Pump-Filtered water
84 | P-931B | MCC-1A/B | Pump-Filtered water
85 | P-932A | MCC-1A/B | Pump-Demin water
86 | P-932B | MCC-1A/B | Pump-Demin water
87 | P-934A | MCC-1A/B | Pump-Regeneratio Water
88 | P-934B | MCC-1A/B | Pump-Regeneratio Water
89 | P-935A | MCC-1A/B | Pump-Degasfire water
90 | P-935B | MCC-1A/B | Pump-Degasfire water
91 | P-938A | MCC-1A/B | Pump-Portable Water
92 | P-938B | MCC-1A/B | Pump-Portable Water
93 | P-939A | MCC-1A/B | Pump-Waste water
94 | P-939B | MCC-1A/B | Pump-Waste water
95 | P-943 | MCC-1A/B | Pump-PH Adjust.
96 | P-944/ 945 | MCC-1A/B | Pump-Corrosion inhibitor
97 | P-946A | MCC-1A/B | Pump-Chilled Water
98 | P-946B | MCC-1A/B | Pump-Chilled Water
99 | P-961A | MCC-1A/B | Pump-Fuel Oil transfer
100 | P-961B | MCC-1A/B | Pump-Fuel Oil transfer
101 | P-961C | MCC-1A/B
102 | P-963A | MCC-1A/B | Pump-sump
103 | P-963B | MCC-1A/B | Pump-sump
104 | P-973 | MCC-1A/B | Pump-oil separator
105 | P-974A | MCC-1A/B | Pump-Oil Separator water
106 | P-974B | MCC-1A/B | Pump-Oil Separator water
107 | P-982A | MCC-1A/B | Pump-T-980 Bottom
108 | P-982B | MCC-1A/B | Pump-T-980 Bottom
109 | P-985 | MCC-1A/B | Pump-OIL FOR T-980
110 | S-831 | MCC-1A/B | Pump-Dehydrator
111 | SH-BD-M | MCC-1A/B | Compressor-Refrigerator
112 | SH-CP | MCC-1A/B | Space Heater
113 | SH-H | MCC-1A/B | Space Heater
114 | SH-L1 | MCC-1A/B | Space Heater
115 | SH-L2 | MCC-1A/B | Space Heater
116 | SH-L3 | MCC-1A/B | Space Heater
117 | SH-L4 | MCC-1A/B | Space Heater
118 | SH-M | MCC-1A/B | Space Heater
119 | U-930 | MCC-1A/B | Demin Water
120 | U-941 | MCC-1A/B | Chiller
121 | UPS-1A | MCC-1A/B | UPS-1A | [7 empty] | 25 | C,S | **
122 | UPS-1B | MCC-1A/B | UPS-1B | [7 empty] | 25 | C,S | **
123 | Z-911 | MCC-1A/B | Z-911 | [7 empty] | 25 | C | **
124 | Z-931 | MCC-1A/B | Z-931
125 | Z-951 | MCC-1A/B | Z-951
126 | Z-991 | MCC-1A/B | Z-991
127 | A-102 | MCC-2 | Agitator-D-102
128 | A-110 | MCC-2 | Agitator-R-110
129 | A-110-P2 | MCC-2 | LUB OIL FOR A-110
130 | A-230 | MCC-2 | Agitator-D-230
131 | C-112 | MCC-2 | Compressor-Oxo recycle | [7 empty] | 5 | C | *
132 | C-112-X | MCC-2 | Pump-Aux. Lube oil for C-112
133 | C-150 | MCC-2 | Compressor-Oxo Waste Gas | [7 empty] | 5 | C | *
134 | C-150-P2 | MCC-2 | Pump- Aux. lub oil for C-150
135 | E-115/143A | MCC-2 | Fan-Recycle Oxo Gas/Cat Cooler
136 | E-115/143B | MCC-2 | Fan-Recycle Oxo Gas/Cat Cooler
137 | E-118A | MCC-2 | Fan-R-110 Hot Water cooler
138 | E-118B | MCC-2 | Fan-R-110 Hot Water cooler
139 | E-118C | MCC-2 | Fan-R-110 Hot Water cooler
140 | E-118D | MCC-2 | Fan-R-110 Hot Water cooler
141 | E-145A | MCC-2 | Fan-T-140 Condenser
142 | E-145B | MCC-2 | Fan-T-140 Condenser
143 | E-145C | MCC-2 | Fan-T-140 Condenser
144 | E-145D | MCC-2 | Fan-T-140 Condenser
145 | E-165A | MCC-2 | Fan-T-160 Condenser
146 | E-165B | MCC-2 | Fan-T-160 Condenser
147 | E-165C | MCC-2 | Fan-T-160 Condenser
148 | E-165D | MCC-2 | Fan-T-160 Condenser
149 | E-165E | MCC-2 | Fan-T-160 Condenser
150 | E-165F | MCC-2 | Fan-T-160 Condenser
151 | E-165G | MCC-2 | Fan-T-160 Condenser
152 | E-165H | MCC-2 | Fan-T-160 Condenser
153 | F-240 | MCC-2 | Filter-Cat Centrifugal
154 | P-102 | MCC-2 | Pump-Oxo cat feed
155 | P-110A | MCC-2 | Pump-Seal water
156 | P-110B | MCC-2 | Pump-Seal water
157 | P-117 | MCC-2 | Pump-Oxo Cat
158 | P-118A | MCC-2 | Pump-Hot Water
159 | P-118B | MCC-2 | Pump-Hot Water
160 | P-121A | MCC-2 | Pump-T-120 Feed
161 | P-121B | MCC-2 | Pump-T-120 Feed
162 | P-142A | MCC-2 | Pump-T-140 bottom
163 | P-142B | MCC-2 | Pump-T-140 bottom
164 | P-145A | MCC-2 | Pump-T-140 reflux
165 | P-145B | MCC-2 | Pump-T-140 reflux
166 | P-147A | MCC-2 | Pump-T-160 Feed
167 | P-147B | MCC-2 | Pump-T-160 Feed
168 | P-162A | MCC-2 | Pump-R-110 Recycle NBD
169 | P-162B | MCC-2 | Pump-R-110 Recycle NBD
170 | P-163 | MCC-2 | Pump-T-160 Bottom
171 | P-165A | MCC-2 | Pump-T-160 Reflux
172 | P-165B | MCC-2 | Pump-T-160 Reflux
173 | P-167A | MCC-2 | Pump-NBD
174 | P-167B | MCC-2 | Pump-NBD
175 | P-169A | MCC-2 | Pump-IBD
176 | P-169B | MCC-2 | Pump-IBD
177 | P-212 | MCC-2 | Pump-T-210 Bottom
178 | P-215 | MCC-2 | Pump-T-210 Reflux
179 | P-217 | MCC-2 | Pump-TOL
180 | P-222 | MCC-2 | Pump-T-220 Bottom
181 | P-225 | MCC-2 | Pump-T-220 Reflux
182 | P-226 | MCC-2 | Pump-T-220 Water
183 | P-230A | MCC-2 | Pump-D-230 Seal water
184 | P-230B | MCC-2 | Pump-D-230 Seal water
185 | P-231 | MCC-2 | Pump-D-230 Feed
186 | P-233 | MCC-2 | Pump-IPA Solution
187 | P-237 | MCC-2 | Pump-IPA
188 | P-243 | MCC-2 | Pump-Recovered Cat
189 | P-251 | MCC-2 | Pump-T-250 Feed
190 | P-252 | MCC-2 | Pump-T-250 Bottom
191 | P-255 | MCC-2 | Pump-T-250 Reflux
192 | P-257 | MCC-2 | Pump-TK-251 Discharge
193 | A-310 | MCC-3 | Agitator-R-310 | [7 empty] | 5 | C | *
194 | A-311 | MCC-3 | Agitator-R-311 | [7 empty] | 5 | C | *
195 | C-412-P2 | MCC-3 | Pump-Aux. Lube Oil for C-412
196 | CP-2A | MCC-3
197 | CP-2B | MCC-3
198 | E-414A | MCC-3 | Fan-R-410 solvent cooler
199 | E-414B | MCC-3 | Fan-R-410 solvent cooler
200 | E-418A | MCC-3 | Fan-Recycle H2 Cooler
201 | E-418B | MCC-3 | Fan-Recycle H2 Cooler
202 | E-425A | MCC-3 | Fan-T420 Condenser
203 | E-425B | MCC-3 | Fan-T420 Condenser
204 | E-437A | MCC-3 | Fan-T-430 Distillate cooler
205 | E-437B | MCC-3 | Fan-T-430 Distillate cooler
206 | E-437C | MCC-3 | Fan-T-430 Distillate cooler
207 | E-525A | MCC-3 | Fan-T-520/T-530 Condenser
208 | E-525B | MCC-3 | Fan-T-520/T-530 Condenser
209 | E-525C | MCC-3 | Fan-T-520/T-530 Condenser
210 | E-535A | MCC-3 | Fan-T-530 Condenser
211 | E-535B | MCC-3 | Fan-T-530 Condenser
212 | E-535C | MCC-3 | Fan-T-530 Condenser
213 | E-625A | MCC-3 | Fan-T-620 Condenser
214 | E-625B | MCC-3 | Fan-T-620 Condenser
215 | P-312A | MCC-3 | Pump-NaOH Recycle
216 | P-312B | MCC-3 | Pump-NaOH Recycle
217 | P-321A | MCC-3 | Pump-T-320 Feed
218 | P-321B | MCC-3 | Pump-T-320 Feed
219 | P-322A | MCC-3 | Pump-T-320 Bottom
220 | P-322B | MCC-3 | Pump-T-320 Bottom
221 | P-325A | MCC-3 | Pump- T-320 Reflux
222 | P-325B | MCC-3 | Pump- T-320 Reflux
223 | P-326A | MCC-3 | Pump-T-320 Water
224 | P-326B | MCC-3 | Pump-T-320 Water
225 | P-417A | MCC-3 | Pump-2EH solvent
226 | P-417B | MCC-3 | Pump-2EH solvent
227 | P-422A | MCC-3 | Pump-T-420 Bottom
228 | P-422B | MCC-3 | Pump-T-420 Bottom
229 | P-425A | MCC-3 | Pump-T-420 Reflux
230 | P-425B | MCC-3 | Pump-T-420 Reflux
231 | P-426A | MCC-3 | Pump-T-420 Water
232 | P-426B | MCC-3 | Pump-T-420 Water
233 | P-432 | MCC-3 | Pump-T-430 Bottom
234 | P-435A | MCC-3 | Pump-T-430 Reflux
235 | P-435B | MCC-3 | Pump-T-430 Reflux
236 | P-442A | MCC-3 | Pump-T-440 Bottom
237 | P-442B | MCC-3 | Pump-T-440 Bottom
238 | P-445 | MCC-3 | Pump-T-440 Reflux
239 | P-452 | MCC-3 | Pump-T-450 Bottom
240 | P-455A | MCC-3 | Pump-T-450 Reflux
241 | P-455B | MCC-3 | Pump-T-450 Reflux
242 | P-456 | MCC-3 | Pump-T-450 Water
243 | P-511A | MCC-3 | Pump-R-520 Feed
244 | P-511B | MCC-3 | Pump-R-520 Feed
245 | P-517A | MCC-3 | Pump-NBA solvent
246 | P-517B | MCC-3 | Pump-NBA solvent
247 | P-522A | MCC-3 | Pump-T-520 Bottom
248 | P-522B | MCC-3 | Pump-T-520 Bottom
249 | P-525A | MCC-3 | Pump-T-520 Reflux
250 | P-525B | MCC-3 | Pump-T-520 Reflux
251 | P-532 | MCC-3 | Pump-T-530 Bottom
252 | P-535A | MCC-3 | Pump-T-530 Reflux
253 | P-535B | MCC-3 | Pump-T-530 Reflux
254 | P-542A | MCC-3 | Pump-T-540 Bottom
255 | P-542B | MCC-3 | Pump-T-540 Bottom
256 | P-545 | MCC-3 | Pump-T-540 Reflux
257 | P-552 | MCC-3 | Pump-T-550 Bottom
258 | P-555A | MCC-3 | Pump-T-550 Reflux
259 | P-555B | MCC-3 | Pump-T-550 Reflux
260 | P-611A | MCC-3 | Pump-R-610 Feed
261 | P-611B | MCC-3 | Pump-R-610 Feed
262 | P-617A | MCC-3 | Pump-IBA Solvent
263 | P-617B | MCC-3 | Pump-IBA Solvent
264 | P-622A | MCC-3 | Pump-T-620 Bottom
265 | P-622B | MCC-3 | Pump-T-620 Bottom
266 | P-625A | MCC-3 | Pump-T-620 Reflux
267 | P-625B | MCC-3 | Pump-T-620 Reflux
268 | P-632A | MCC-3 | Pump-T-630 Bottom
269 | P-632B | MCC-3 | Pump-T-630 Bottom
270 | P-635A | MCC-3 | Pump- T-630 Reflux
271 | P-635B | MCC-3 | Pump- T-630 Reflux
272 | P-642A | MCC-3 | Pump-T-640 Bottom
273 | P-642B | MCC-3 | Pump-T-640 Bottom
274 | P-645A | MCC-3 | Pump-T-640 Reflux
275 | P-645B | MCC-3 | Pump-T-640 Reflux
276 | P-711A | MCC-3 | Pump-PPY Make Up | [7 empty] | 5 | C | *
277 | P-711B | MCC-3 | Pump-PPY Make Up | [7 empty] | 5 | C | *
278 | P-712 | MCC-3 | Pump-PPY Condensate
279 | P-721A | MCC-3 | Pump-2EH Loading
280 | P-721B | MCC-3 | Pump-2EH Loading
281 | P-722A | MCC-3 | Pump-NBA Loading
282 | P-722B | MCC-3 | Pump-NBA Loading
283 | P-723A | MCC-3 | Pump-IBA Loading
284 | P-723B | MCC-3 | Pump-IBA Loading
285 | P-724A | MCC-3 | Pump-2EH Truck Loading
286 | P-724B | MCC-3 | Pump-2EH Truck Loading
287 | P-725A | MCC-3 | Pump-NBA Truck Loading
288 | P-725B | MCC-3 | Pump-NBA Truck Loading
289 | P-726A | MCC-3 | Pump-IBA Truck Loading
290 | P-726B | MCC-3 | Pump-IBA Truck Loading
291 | A-011 | MCC-4 | Agitator-Phosphate tank
292 | A-022 | MCC-4 | Agitator-Antiform tank
293 | A-023 | MCC-4 | Agitator-Inhibitor A+B tank
294 | A-024 | MCC-4 | Agitator-Inhibitor C+Aeration tank
295 | C-009 | MCC-4 | Compressor-NG Booster | [7 empty] | 5 | C | *
296 | C-009-P2 | MCC-4 | Pump-Aux. Lube oil for C-009 | [7 empty] | 5 | C | *
297 | C-011/013-P2 | MCC-4 | Pump-Aux. Lube Oil for C-011/013
298 | C-011/013-Z1 | MCC-4 | Motor Bearing for C-011/013
299 | C-012-P2 | MCC-4 | Pump-Aux. Lube Oil for C-012
300 | E-018A | MCC-4 | Fan-Air Cooler
301 | E-018B | MCC-4 | Fan-Air Cooler
302 | P-011A | MCC-4 | Pump-Phosphate
303 | P-011B | MCC-4 | Pump-Phosphate
304 | P-021A | MCC-4 | Pump-main solution | [7 empty] | 5 | C | *
305 | P-021B | MCC-4 | Pump-main solution | [7 empty] | 5 | C | *
306 | P-022A | MCC-4 | Pump-Stripper Reflux
307 | P-022B | MCC-4 | Pump-Stripper Reflux
308 | P-023 | MCC-4 | Pump-Mea Make up
309 | P-024 | MCC-4 | Pump-Inhibitor A+B
310 | P-025A | MCC-4 | Pump-Filter
311 | P-025B | MCC-4 | Pump-Filter
312 | P-026 | MCC-4 | Pump-Antiform
313 | M-11300-02 | MCC-5 | Exhauster |  |  | - | - | - | -
314 | M-11310-04 | MCC-5 | Vent. exhauster |  |  | - | - | - | -
315 | M-A20100-01 | MCC-5 | CO2 comp. A |  |  | - | - | - | -
316 | M-B20100-01 | MCC-5 | CO2 comp. B |  |  | - | - | - | -
317 | M-40100-01A | MCC-5 | Ref. comp. A |  |  | - | - | - | -
318 | M-40100-01B | MCC-5 | Ref. comp. B |  |  | - | - | - | -
319 | M-40100-01C | MCC-5 | Ref. comp. C |  |  | - | - | - | -
320 | P-0741A | MCC-5 | Z-0741A Cooling tower Pump |  |  | - | - | - | -
321 | P-0741B | MCC-5 | Z-0741B Cooling tower Pump |  |  | - | - | - | -
322 | B-0741A | MCC-5 | Z-0741A Cooling tower Blower |  |  | - | - | - | -
323 | B-0741B | MCC-5 | Z-0741B Cooling tower Blower |  |  | - | - | - | -
324 | P-771A/B | MCC-1B | Product pump |  |  | - | - | - | -
325 | Panel PLTS | MSS | PLTS |  |  | - | - | - | -
326 | PCB-20kV | NS | Power Breaker incoming 20 kV |  |  | GCB-630 |  |  |  |  | 125 | C,S,E | ***
327 | PCB-6kV | NS | Power Breaker incoming 6 kV |  |  | GCB1250 |  |  |  |  | 125 | C,S,E | ***
328 | PCB-TR-8 | NS | Power Breaker |  |  | GCB-630 |  |  |  |  | 125 | C,S,E | ***
329 | PCB-TR-9 | NS | Power Breaker |  |  | GCB-630 |  |  |  |  | 5 | C | *
330 | PCB-TR-7 | NS | Power Breaker |  |  | GCB-630 |  |  |  |  | 5 | C | *
331 | CBK-1 | MSS | Capacitor Bank MCC-1
332 | CBK-2 | LSS | Capacitor Bank MCC-2
333 | CBK-3 | LSS | Capacitor Bank MCC-3
334 | CBK-4 | CO2 Gas | Capacitor Bank MCC-5
New Substation
1
Total Equipment | [5 empty] | 335
Menu

## 22
Equipment list of GROUNDING SYSTEM
Note :
C : Critical; S : Safety; E : Environment
NO | TAG NO. | LOCATION | SERVICE | PIC | Category |  | COMPLEX GRADE | REMARK
[5 empty] | Score | Grade
1 | EE-01 | MCR | MCR
2 | EE-02 | MSS | MSS
3 | EE-03 | Rack room | Rack room
4 | EE-04 | LSS | LSS
5 | EE-05 | LSS | LSS
6 | EE-06 | Admin office | Admin office
7 | EE-07 | Truck Loading | Truck Loading
8 | EE-08 | Depan POS-2 | Depan POS-2
9 | EE-09 | Analyzer room | Analyzer room
10 | EE-10 | P-974A/B | P-974A/B
11 | EE-11 | D-951 | D-951
12 | EE-12 | C-011/018 | C-011/018
13 | EE-13 | R-011 | R-011
14 | EE-14 | TK-141 | TK-141
15 | EE-15 | TK-961A | TK-961A
16 | EE-16 | TK-723 | TK-723
17 | EE-17 | TK-723 | TK-723
18 | EE-18 | TK-724 | TK-724
19 | EE-19 | TK-724 | TK-724
20 | EE-20 | TK-725 | TK-725
21 | EE-21 | TK-725 | TK-725
22 | EE-22 | TK-726 | TK-726
23 | EE-23 | TK-726 | TK-726
24 | EE-24 | TK-721 | TK-721
25 | EE-25 | TK-721 | TK-721
26 | EE-26 | TK-722 | TK-722
27 | EE-27 | TK-722 | TK-722
28 | EE-28 | TK-721 | TK-721
29 | EE-29 | TK-931 | TK-931
30 | EE-30 | TK-931 | TK-931
31 | EE-31 | WWT | WWT
32 | EE-32 | P-932A/B | P-932A/B
33 | EE-33 | P-941A/B | P-941A/B
34 | EE-34 | TK-931 | TK-931
35 | EI01 | MCR | MCR
36 | EI02 | MCR | MCR
37 | EI03 | MCR | MCR
38 | EI04 | Rack room | Rack room
39 | EI05 | Rack room | Rack room
40 | EI06 | Rack room | Rack room
41 | EL-02 | Reformer | Reformer
42 | EL-03 | Reformer | Reformer
43 | EL-04 | Flare Stack | Flare Stack
44 | EL-05 | Flare Stack | Flare Stack
45 | EL-06 | T-160 | T-160
46 | EL-07 | T-160 | T-160
47 | EL-08 | B-011 | B-011
48 | EL-09 | Z-011 | Z-011
49 | EN-01 | TR-M | TR-M |  | 125 | C, S, E | ***
50 | EN-02 | TR-1 | TR-1
51 | EN-03 | MSS | MSS
52 | EN-04 | TR-2 | TR-2
53 | EN-05 | TR-3 | TR-3
54 | EN-06 | TR-6 | TR-6
55 | EN-07 | TR-7 | TR-7
56 | EE-36 | Stack H-0621 | Stack H-0621
57 | EE-37 | Comp. CO2 48TPD | Comp. CO2 48TPD
58 | EE-38 | Z-0641 | Z-0641
59 | EL-11 | Tower Absorber CO2 48TPD | Tower Absorber CO2 48TPD
60 | EL-12 | Tower Striiper CO2 48TPD | Tower Striiper CO2 48TPD
61 | EI-7 | MCC-5 | MCC-5
62 | EE-40 | L-403 | Steam boiler earthing
63 | EE-41 | U-114 Absorber CO2 100TPD | Exhauster earthing
64 | EE-42 | U-115 Stripper CO2 100TPD | Stripper earthing
65 | EE-43 | U-114-3 Mea Filter CO2 100TPD | Extraction skids earthing
66 | EE-44 | U-201B CO2 Comp. CO2 100TPD | CO2 compressor earthing
67 | EE-45 | Z-0741 CO2 100TPD | Cooling tower earthing
68 | EE-46 | U-401 NH3 Comp. CO2 100TPD | Amonia compressor earthing
69 | EE-47 | D-772 CO2 100TPD | Storage tank earthing
70 | LR-1 | Reformer | Lightning Rod for Reformer
71 | LR-2 | T-160 | Lightning Rod for T-160
72 | LR-3 | Flare Stack | Lightning Rod for Flare Stack
73 | LR-4 | DCS | Lightning Rod for DCS
Total Equipment |  | 73
Menu

## 23
Equipment List of JUNCTION BOX
Note :
C : Critical; S : Safety; E : Environment
No | Tag No. | Location | Service | Name | Specification |  |  | PIC | IK | GRADE | COMPLEX GRADE | Remark
[5 empty] | Range LO | Range HI | Satuan
1 | JB-A | C-009 | C-009 | Junction Box | - | - | -
2 | JB-B | C-009 | C-009 | Junction Box | - | - | -
3 | JB-C011-1 | C-011 | C-011 | Junction Box | - | - | -
4 | JB-C011-2 | C-011 | C-011 | Junction Box | - | - | -
5 | JB-C012-1 | C-012 | C-012 | Junction Box | - | - | -
6 | JB-C012-2 | C-012 | C-012 | Junction Box | - | - | -
7 | JB-C012-3 | C-012 | C-012 | Junction Box | - | - | -
8 | JB-C011/013-1 | C-013 | C-013 | Junction Box | - | - | -
9 | JB-C011/013-2 | C-013 | C-013 | Junction Box | - | - | -
10 | JB-C013-1 | C-013 | C-013 | Junction Box | - | - | -
11 | JB-C013-2 | C-013 | C-013 | Junction Box | - | - | -
12 | JB-303S | D-012 | Syn gas | Junction Box | - | - | -
13 | JB-307T | D-012 | Syn gas | Junction Box | - | - | -
14 | JB-301S | E-016 | Syn gas | Junction Box | - | - | -
15 | JB-306T | E-016 | Syn gas | Junction Box | - | - | -
16 | JB-309T | E-016 | Syn gas | Junction Box | - | - | -
17 | JB-302S | E-018 | Syn gas | Junction Box | - | - | -
18 | JB-304S | E-023 | Syn gas | Junction Box | - | - | -
19 | JB-305S | E-023 | Syn gas | Junction Box | - | - | -
20 | JB-308T | E-023 | Syn gas | Junction Box | - | - | -
21 | JB-310C | E-023 | Syn gas | Junction Box | - | - | -
22 | JB-311P | E-023 | Syn gas | Junction Box | - | - | -
23 | JB-A0321 | U-031 | PSA/Membrane | Junction Box | - | - | -
24 | JB-A0322 | U-031 | PSA/Membrane | Junction Box | - | - | -
25 | JB-V0321 | U-031 | PSA/Membrane | Junction Box | - | - | -
26 | JB-A0421 | U-041 | PSA/Membrane | Junction Box | - | - | -
27 | JB-A0422 | U-041 | PSA/Membrane | Junction Box | - | - | -
28 | JB-V0421 | U-041 | PSA/Membrane | Junction Box | - | - | -
29 | JB-C150-1 | C-150 | C-150 | Junction Box | - | - | -
30 | JB-C150-2 | C-150 | C-150 | Junction Box | - | - | -
31 | JB-C150-3 | C-150 | C-150 | Junction Box | - | - | -
32 | JB-C412-1 | C-412 | C-412 | Junction Box | - | - | -
33 | JB-C412-2 | C-412 | C-412 | Junction Box | - | - | -
34 | JB-C412-3 | C-412 | C-412 | Junction Box | - | - | -
35 | JB-017S | Lt2 C-150 | Octanol | Junction Box | - | - | -
36 | JB-029T | Lt2 D-165 | Octanol | Junction Box | - | - | -
37 | JB-041C | Lt2 D-312 | Octanol | Junction Box | - | - | -
38 | JB-046P | Lt2 D-312 | Octanol | Junction Box | - | - | -
39 | JB-018S | Lt2 D-411 | Octanol | Junction Box | - | - | -
40 | JB-030T | Lt2 D-411 | Octanol | Junction Box | - | - | -
41 | JB-019S | Lt2 D-455 | Octanol | Junction Box | - | - | -
42 | JB-035T | Lt2 D-455 | Octanol | Junction Box | - | - | -
43 | JB-004S | Lt2 D-455 | Octanol | Junction Box | - | - | -
44 | JB-020S | Lt2 D-535 | Octanol | Junction Box | - | - | -
45 | JB-021S | Lt3 A-310 | Octanol | Junction Box | - | - | -
46 | JB-042C | Lt3 A-310 | Octanol | Junction Box | - | - | -
47 | JB-031T | Lt3 A-310 | Octanol | Junction Box | - | - | -
48 | JB-032T | Lt3 E-455 | Octanol | Junction Box | - | - | -
49 | JB-043C | Lt3 E-455 | Octanol | Junction Box | - | - | -
50 | JB-003S | P-118 A/B | Octanol | Junction Box | - | - | -
51 | JB-040C | P-118 A/B | Octanol | Junction Box | - | - | -
52 | JB-045P | P-118 A/B | Octanol | Junction Box | - | - | -
53 | JB-024T | P-142 | Octanol | Junction Box | - | - | -
54 | JB-007S | P-212 | Octanol | Junction Box | - | - | -
55 | JB-002S | P-233 | Octanol | Junction Box | - | - | -
56 | JB-008S | P-252 | Octanol | Junction Box | - | - | -
57 | JB-001S | P-257 | Octanol | Junction Box | - | - | -
58 | JB-022T | P-257 | Octanol | Junction Box | - | - | -
59 | JB-038C | P-257 | Octanol | Junction Box | - | - | -
60 | JB-011S | P-321 A/B | Octanol | Junction Box | - | - | -
61 | JB-033C | P-321 A/B | Octanol | Junction Box | - | - | -
62 | JB-012S | P-322 A/B | Octanol | Junction Box | - | - | -
63 | JB-026T | P-322 A/B | Octanol | Junction Box | - | - | -
64 | JB-037S | P-325 A/B | Octanol | Junction Box | - | - | -
65 | JB-013S | P-422 A/B | Octanol | Junction Box | - | - | -
66 | JB-028T | P-435 A/B | Octanol | Junction Box | - | - | -
67 | JB-034T | P-435 A/B | Octanol | Junction Box | - | - | -
68 | JB-044P | P-435 A/B | Octanol | Junction Box | - | - | -
69 | JB-027T | P-522 A/B | Octanol | Junction Box | - | - | -
70 | JB-005S | P-525 A/B | Octanol | Junction Box | - | - | -
71 | JB-035T | P-525 A/B | Octanol | Junction Box | - | - | -
72 | JB-039C | P-525 A/B | Octanol | Junction Box | - | - | -
73 | JB-006S | P-611 A/B | Octanol | Junction Box | - | - | -
74 | JB-014S | P-622 A/B | Octanol | Junction Box | - | - | -
75 | JB-015S | P-622 A/B | Octanol | Junction Box | - | - | -
76 | JB-502S | P-711 A/B | Utility | Junction Box | - | - | -
77 | JB-504T | P-711 A/B | Utility | Junction Box | - | - | -
78 | JB-507C | P-711 A/B | Utility | Junction Box | - | - | -
79 | JB-508P | P-711 A/B | Utility | Junction Box | - | - | -
80 | JB-506S | P-712 | Utility | Junction Box | - | - | -
81 | JB-501S | P-721 A/B | Utility | Junction Box | - | - | -
82 | JB-503T | P-721 A/B | Utility | Junction Box | - | - | -
83 | JB-509C | P-721 A/B | Utility | Junction Box | - | - | -
84 | JB-510P | P-721 A/B | Utility | Junction Box | - | - | -
85 | JB-502S | Flare stack | Utility | Junction Box | - | - | -
86 | JB-601S | FT-7202 | Utility | Junction Box | - | - | -
87 | JB-602P | FT-7202 | Utility | Junction Box | - | - | -
88 | JB-407S | P-853A | Utility | Junction Box | - | - | -
89 | JB-408T | P-853A | Utility | Junction Box | - | - | -
90 | JB-009S | P-923 A/B | Utility | Junction Box | - | - | -
91 | JB-010S | P-923 A/B | Utility | Junction Box | - | - | -
92 | JB-025T | P-923 A/B | Utility | Junction Box | - | - | -
93 | JB-401S | P-946 A/B | Utility | Junction Box | - | - | -
94 | JB-402T | P-946 A/B | Utility | Junction Box | - | - | -
95 | JB-403C | P-946 A/B | Utility | Junction Box | - | - | -
96 | JB-404P | P-946 A/B | Utility | Junction Box | - | - | -
97 | JB-016S | Rack room | Utility | Junction Box | - | - | -
98 | JB-023T | Rack room | Utility | Junction Box | - | - | -
99 | JB--406C | TK-811 | Utility | Junction Box | - | - | -
100 | JB-505S | Truck loading | Utility | Junction Box | - | - | -
101 | JB-511T | Truck loading | Utility | Junction Box | - | - | -
102 | JB-409S | Z-931 | Utility | Junction Box | - | - | -
103 | JB-405S | U-800 | Utility | Junction Box | - | - | -
104 | JB-314 | U-031 | CO2 Plant 100TPD MCC and Cooling T. | Junction Box | - | - | -
105 | JB-C008 | C-008 | C-008 | Junction Box | - | - | -
106 | JB-315 | Syngas | Syngas | Junction Box | - | - | -
107 | JB-316 | MNTC Pipe Bridge | Utility | Junction Box | - | - | -
108 | JB-317 | Intemediate tank | Utility | Junction Box | - | - | -
109 | JB-318 | CO2 Plant 50TPD | CO2 Plant 50TPD OSBL | Junction Box | - | - | -
110 | JB-319 | D-962 | CO2 Plant Damper | Junction Box | - | - | -
111 | JB-320 | H-922 | H-922 instrument | Junction Box | - | - | -
112 | JB-321 | CO2 Plant 100TPD | CO2 Plant 100TPD MCC and Cooling T. | Junction Box | - | - | -
113 | JB-322 | D-771 | CO2 Liquid Storage | Junction Box | - | - | -
114 | JB-323 | RO | Plant RO | Junction Box | - | - | -
115 | JB-327 | H-923 | H-923 instrument | Junction Box | - | - | -
116 | JB-328 | N2 Generator | Plant N2 Generator | Junction Box | - | - | -
117 | JB-329 | T-170 | Tower T-170 | Junction Box | - | - | -
118 | JB-330 | TK-172 | TK Intermediate TK-172 | Junction Box | - | - | -
119 | JB-331 | R-410B | Reactor R-410B | Junction Box | - | - | -
120 | JB-332 | R-410B | Reactor R-410B | Junction Box | - | - | -
121 | JB-333 | R-510B | Reactor R-510B | Junction Box | - | - | -
122 | JB-334T | R-510B | Temperature TC R-410B & R-510B | Junction Box | - | - | -
Total Equipment |  | 122
Menu

## 21
Equipment List of CATHODIC PROTECTION
Note :
C : Critical; S : Safety; E : Environment
NO | TAG NO. | LOCATION | SERVICE | MFG | PIC | IK | GRADE | COMPLEX GRADE | REMARK
1 | CP-721 | TK-721 | TK-721
2 | CP-722 | TK-722 | TK-722
3 | CP-723 | TK-723 | TK-723
4 | CP-724 | TK-724 | TK-724
5 | CP-725 | TK-725 | TK-725
6 | CP-726 | TK-726 | TK-726
7 | CP-931 | TK-931 | TK-931
8 | CP-1 | Pos 5 PT.PON | Pipe Line Jetty PELINDO
9 | CP-2 | TPS arah Pelabuhan | Pipe Line Jetty PELINDO
10 | CP-3 | Taman | Pipe Line Jetty PELINDO
11 | CP-4 | Balai Keling | Pipe Line Jetty PELINDO
12 | CP-5 | Pos Jasa Tama | Pipe Line Jetty PELINDO
13 | CP-6 | Batu Bara Jasa Tama | Pipe Line Jetty PELINDO
14 | CP-7 | Satpol Air | Pipe Line Jetty PELINDO
15 | CP-8 | Depan Mega Surya | Pipe Line Jetty PELINDO
16 | CP-9 | Tikungan PT. ALTUS | Pipe Line Jetty PELINDO
17 | CP-10 | Pintu Masuk PT.Altus | Pipe Line Jetty PELINDO
18 | CP-11 | Pertigaan PT. ALTUS | Pipe Line Jetty PELINDO
19 | CP-12 | Dermaga Barang | Pipe Line Jetty PELINDO
20 | CP-13 | Dermaga Batu Bara | Pipe Line Jetty PELINDO
21 | CP-14 | Dermaga Batu Bara | Pipe Line Jetty PELINDO
22 | CP-100 | Loading Truk | Pipe line PGN
23 | CP-101 | Kantin | Pipe line PGN
24 | CP-102 | Belakang Workshop | Pipe line PGN
25 | CP-103 | Depan Syngas | Pipe line PGN
26 | CP-104 | C-009 | Pipe line PGN
Total Equipment |  | 26
Menu

## 20
Equipment List of FASILITAS
Note :
C : Critical; S : Safety; E : Environment
NO | TAG NO. | Model | LOCATION | SERVICE | NAME | MFG | PIC | IK | GRADE | COMPLEX GRADE | REMARK
1 | Snorkelift | MHP-12E | Work Shop | All Area | Snorkelift | Snorkel
2 | PTS-9000 | PC-02 | DCS | DCS | Pest control | US EPA EST
3 | PTS-9001 | PC-02 | MSS | MSS | Pest control | US EPA EST
4 | PTS-9002 | PC-02 | Laboratorium | GC room | Pest control | US EPA EST
5 | PTS-9003 | PC-02 | LSS | LSS (bawah) | Pest control | US EPA EST
6 | PTS-9004 | PC-02 | LSS | LSS (bawah) | Pest control | US EPA EST
7 | PTS-9004A |  | LSS | LSS (bawah) | Pest control
8 | PTS-9004B |  | LSS | LSS (atas) | Pest control
9 | PTS-9005 | PC-02 | Rack Room | Rack Room | Pest control | US EPA EST
10 | PTS-9006 | PC-02 | Ware HoUse | Ware House | Pest control | US EPA EST
11 | PTS-9007 |  | DCS | DCS | Pest control
12 | PTS-9008 |  | DCS | DCS | Pest control
13 | PTS-9008A |  | DCS | DCS | Pest control
14 | PTS-9009 |  | Rack Room | Rack Room (bawah) | Pest control
15 | PTS-9010 |  | Rack Room | Rack Room (bawah) | Pest control
16 | PTS-9010A |  | Rack Room | Rack Room (atas) | Pest control
17 | PTS-9011 |  | MSS | MSS (bawah) | Pest control
18 | PTS-9012 |  | MSS | MSS (bawah) | Pest control
19 | PTS-9013 |  | MSS | MSS (bawah) | Pest control
20 | PTS-9013A |  | MSS | MSS (atas) | Pest control
21 | PTS-9014 |  | EDG | EDG | Pest control
22 | PTS-9015 |  | AHU LSS | AHU LSS | Pest control
23 | PTS-9016 |  | AHU MSS | AHU MSS | Pest control
24 | PTS-9017 |  | MIS | MIS | Pest control
25 | PTS-9018 |  | GI PLN | GI PLN | Pest control
26 | PTS-9020 |  | Admin | Admin (atas) | Pest control
27 | PTS-9021 |  | Admin | Admin (atas) | Pest control
28 | PTS-9022 |  | Admin | Admin (atas) | Pest control
29 | PTS-9023 |  | Safety Shelter | Safety Fire truck | Pest control
30 | PABX | TDE-200 | Admin | All Area | PABX | Panasonic
31 | Truck Scale | T302X | Truck Scale | All Area | Truck Scale | Avery
Total Equipment |  |  | 31
Menu

## 19
Equipment List of AIR CONDITIONING
Note :
C : Critical; S : Safety; E : Environment
NO | TAG NO. | Location | SERVICE | Btu/h | MODEL |  | Refrigerant | MFG | TYPE | Current (A) | Watt | PIC | IK | Installed | PO | GRADE | COMPLEX GRADE | REMARK
[5 empty] | OUTDOOR | INDOOR | [7 empty] | ]
1 | LB-CU1 | LAB | Lab-2 | 22200 | R60HV14 | FT60HV14 | R22 | Daikin | Split | 9.3 | 1970 | [7 empty] | 9.3 A
2 | LB-CU2 | LAB | Lab Office | 17500 | R50BV1 |  | R22 | Daikin | Split | 7.2 | 1650 | [7 empty] | 7.2 A
3 | LB-CU4 | LAB | Lab 2 | 17500 | RC50NV14 |  | R32 | Daikin | Split | 7.4 | 1903 | [7 empty] | 7.4 A
4 | LB-CU5 | LAB | Lab Office | 12000 | R35HV14 | FT35HV14 | R22 | Daikin | Split | 4.9 | 1074 | [7 empty] | 4.9 A
5 | LB-CU6 | LAB | Lab-3 | 17500 | RC50NV14 |  | R32 | Daikin | Split | 7.4 | 1903 | [7 empty] | 7.4 A
6 | LB-CU7 | LAB | Lab-GC | 12000 | R35FV1 |  | R22 | Daikin | Split | 5.1 | 1090 | [7 empty] | 5.1 A
7 | LB-CU8 | LAB | Lab GC | 22200 |  |  | R410A | Daikin | Split
8 | LB-CU9 | LAB | Lab-1 | 12000 | R35HV14 | FT35HV14 | R22 | Daikin | Split | 4.9 | 1074 | [7 empty] | 4.9 A
9 | LB-CU10 | LAB | Lab Reagent | 12000 | RC35NV14 | FT35NV14 | R32 | Daikin | Split | 4.3 | 933 | [7 empty] | 4.3 A
10 | LB-CU11 | LAB | Lab-3 | 22200 | RC60NV14 |  | R32 | Daikin | Split | 9.2 | 1912 | [7 empty] | 9.2 A
11 | LB-CU12-1 | LAB | Meeting 201 LAB | 12000 | R35HV14 | FT35HV14 | R22 | Daikin | Split | 4.9 | 1074 | [7 empty] | 4.9 A
12 | LB-CU12-2 | LAB | Lab SPTD | 9000 | R25HV14 |  | R22 | Daikin | Split | 3.5 | 776 | [7 empty] | 3.5 A
13 | LB-CU14 | LAB | Lab Sample | 12000 | RC35NV14 |  | R32 | Daikin | Split | 4.3 | 933 | [7 empty] | 4.3 A
14 | LB-CU15 | LAB | Lab GC | 48000 | RR125DXY1A4 |  | R410A | Daikin | Standing | 10.8 | 4100 | [7 empty] | 10.8 A
15 | LS-CU1 | LSS | LSS | 160000 | RU15NY14 | FD15KAY14 |  | Daikin | Central | 26.4 |  |  |  | 2011-12-14 | P1111023 | C |  |  | 26.4 A
16 | LS-CU2 | LSS | LSS | 160000 | RU15NY14 | FD15KAY14 |  | Daikin | Central | 26.4 |  |  |  | 2018 | P1804090 | C |  |  | 26.4 A
17 | MC-CU1 | MCR | MCR | 48000 | RR125DXY1A4 |  |  | Daikin | Standing | 10.8 | [5 empty] | C |  |  | 10.8 A
18 | MC-CU2 | Cap. Bank | Cap. Bank | 17500 |  |  | R410A | Daikin | Split
19 | MC-CU3 | MCR | Meeting Production | 17500 | R50BV1 |  | R22 | Daikin | Split | 7.2 | 1650 | [7 empty] | 7.2 A
20 | MC-CU4 | MCR | ISO secretariat |  |  |  | R410A | Daikin | Split
21 | MC-CU5 | MCR | Document control Prod |  |  |  | R410A | Daikin | Split
22 | MC-CU6 | MCR | MSS | 100000 | RCN100HY14 |  | R410A | Daikin | Central | 17.1 | 10000 |  |  |  |  | C |  |  | 17.1 A
23 | MC-CU7 | MCR | MSS | 100000 | RCN100HY14 |  | R410A | Daikin | Central | 17.1 | 10000 |  |  |  |  | C |  |  | 17.1 A
24 | MC-CU8 | MCR | MSS | 160000 | RUR15NY14 |  | R410A | Daikin | Central | 26.2 | 16200 |  |  |  |  | C |  |  | 26.2 A
25 | MC-CU10 | MCR | MCR | 25800 | RN80HY14 |  | R410A | Daikin | Central | 12.5 | [5 empty] | C |  |  | 12.5 A
26 | MC-CU12 | MCR | Battery charger | 12000 | RE35KV14 |  | R22 | Daikin | Split | 5 | 1070 | [7 empty] | 5 A
27 | MC-CU13 | MCR | Process Engineer | 12000 | RNE35MV14 |  | R410A | Daikin | Split | 5 | 1063 | [7 empty] | 5 A
28 | MS-CU1 | MNTC | Maint. Staff-1 | 17500 | RNE50MV14 |  | R410A | Daikin | Split | 8 | 1650 | [7 empty] | 8 A
29 | MS-CU2 | MNTC | Maint. Staff-2 | 17500 | R50HV14 |  | R22 | Daikin | Split | 7.2 | 1555 | [7 empty] | 7.2 A
30 | MS-CU3 | MNTC | Maintenance Secretary | 17500 | R45EV1 |  |  | Daikin | Split | 9.6 | 1960 | [7 empty] | 9.6 A
31 | MS-CU4 | MNTC | Mezzanine Maint. | 12000
32 | MS-CU5 | MNTC | Mezzanine Maint. | 9500
33 | MS-CU6 | MNTC | Document control | 17500
34 | MS-CU7 | MNTC | Maintenance SPTD | 9000 | RNE25MV14 |  |  | Daikin | Split | 5.3 | 819 | [7 empty] | 5.3 A
35 | MS-CU8 | MNTC | Mezzanine Maint. | 24000
36 | MS-CU9 | MNTC | Workshop Elins | 12000 | RNE35MV14 |  | R410A | Daikin | Split | 5 | 1063 | [7 empty] | 5 A
37 | MS-CU10 | MNTC | Plant Model | 12000
38 | MS-CU11 | MNTC | Ware House | 12000 | R35KV14 |  | R22 | Daikin | Split | 5 | 1070 | [7 empty] | 5 A
39 | MS-CU12 | MNTC | Reability Engineer | 22000 |  |  |  | Daikin | Split |  |  |  |  | 2025-09-16 | P2509018 |  |  |  | A
40 | MS-CU13 | MNTC | Reability Engineer | 22200 | RNE60MV14 |  | R410A | Daikin | Split | 9.3 | 2032 | [7 empty] | 9.3 A
41 | MS-CU14 | MNTC | Workshop Mech. | 17500 | R50HV14 | FT50HV15 | R22 | Daikin | Split | 7.2 | 1555 | [7 empty] | 7.2 A
42 | MS-CU15 | GI-1 PLN | GI-1 PLN | 17500 | RNE50MV14 |  | R410A | Daikin | Split | 8 | 1650 | [7 empty] | 8 A
43 | MS-CU16 | GI-2 PLN | GI-2 PLN | 9000 | RC25NV14 |  | R32 | Daikin | Split | 3.7 | 780 | [7 empty] | 3.7 A
44 | RR-CU1 | LSS | Rack Room |  | RU15NY14 |  | R22 | Daikin | Central | 26.4 | 16200 | [7 empty] | 26.4 A
45 | RR-CU3 | Rackroom | Rack room Admin site | 22000 | RNE60MV14 |  | R410A | Daikin | Split | 9.3 | 2032 | [7 empty] | 9.3 A
46 | RR-CU4 | Rackroom | Rack room Jetty Site |  |  |  |  | Daikin | Split
47 | SF-CU1 | Fire Fight. | Safety Staff | 17500 | R50BV14 |  | R22 | Daikin | Split | 7.2 | 1650 | [7 empty] | 7.2 A
48 | SF-CU2 | Fire Fight. | Safety Staff | 12000 | RN35MV14 |  | R410A | Daikin | Split | 5 | 1063 | [7 empty] | 5 A
49 | CO-CU1 | MCC-CO2 | MCC-CO2 | 12000 | RC35NV14 |  | R32 | Daikin | Split | 4.3 | 1112 | [7 empty] | 4.3 A
50 | CO-CU2 | MCC-CO2 | MCC-CO2 | 22000 | RC60NV14 | FT35HV14 | R32 | Daikin | Split | 9.2 | 9.2 | [7 empty] | 9.2 A
51 | CO-CU3 | MCC-CO2 | MCC-CO2 | 48000 | RR125DGXY1A4 | FVRN125 | R410A | Daikin | Standing | 10.8 | 4100 | [7 empty] | 10.8 A
52 | AR-CU1 | CO2 Liquid | Analyzer CO2 Liquid | 9000 | RNE25MV14 | FTNE25MV14 |  | Daikin | Split | 4 | 819 | [7 empty] | 4 A
53 | NS-CU1 | New Substation | MCC New substation |  | RZUR500PY14 |  | R410A | Daikin | Central | 38.9 | 23260 | [7 empty] | 38.9 A
54 | NS-CU2 | New Substation | MCC New substation |  | RZUR500PY14 |  | R410A | Daikin | Central | 38.9 | 23260 | [7 empty] | 38.9 A
55 | NS-CU3 | Battery charger | Battery charger | 17500 | RC50NV14 |  | R32 | Daikin | Split | 7.4 | 1903 | [7 empty] | 7.4 A
Total Equipment | 55
|  |  | Btu/h | PK | Item code | Type
|  |  | 22000 | 2.5 pk | 80014022 | split
|  |  | 17500 | 2 pk | 80014005 | split
|  |  | 12000 | 1.5 pk | 80014004 | split
|  |  | 9000 | 1 pk | 80014014 | windows
|  |  | 7000 | 3/4 pk | 80014001 | split
|  |  | 25800 |  | 800014041 | Central
|  |  | 44500 | 5PK |  | Standing floor
|  |  | 160000 | 15PK
Menu

## 18
Equipment List of PAGING SYSTEM
Note :
C : Critical; S : Safety; E : Environment
NO | TAG NO. | LOCATION | SERVICE | Mfg | NAME | RANGE |  |  | PIC | IK | GRADE | COMPLEX GRADE | REMARK
[6 empty] | LO | HI | UNIT
1 | Main Control | MCR | All Area | Gai-Tronic | Control | - | - | -
2 | Unit-1 | DCS | MCR | Gai-Tronic | Paging | - | - | -
3 | Unit-2 | DCS | MCR | Gai-Tronic | Paging | - | - | -
4 | Unit-3 | PHD | MCR | Gai-Tronic | Paging | - | - | -
5 | Unit-4 | MSS | MSS | Gai-Tronic | Paging | - | - | -
6 | Unit-5 | Cooling Tower | Utility | Gai-Tronic | Paging | - | - | -
7 | Unit-6 | Incinerator | WWT | Gai-Tronic | Paging | - | - | -
8 | Unit-7 | Chiller | U-941 | Gai-Tronic | Paging | - | - | -
9 | Unit-8 | N2 Generator | Boiler | Gai-Tronic | Paging | - | - | -
10 | Unit-9 | Demin Water | Demin Water | Gai-Tronic | Paging | - | - | -
11 | Unit-10 | Truck Loading | Truck Loading | Gai-Tronic | Paging | - | - | -
12 | Unit-11 | Rack Room | Rack Room | Gai-Tronic | Paging | - | - | -
13 | Unit-12 | Octanol Lt-1 R-130 | 1 f Octanol | Gai-Tronic | Paging | - | - | -
14 | Unit-13 | C-412 | C-412 | Gai-Tronic | Paging | - | - | -
15 | Unit-14 | C-011/ 018 | C-012 | Gai-Tronic | Paging | - | - | -
16 | Unit-15 | Syngas Lt1 PSA Unit | 1 f Octanol | Gai-Tronic | Paging | - | - | -
17 | Unit-16 | Syngas Lt1 | 1 f Octanol | Gai-Tronic | Paging | - | - | -
18 | Unit-17 | Octanol Lt2 R-110 | 2 f Octanol | Gai-Tronic | Paging | - | - | -
19 | Unit-18 | Octanol Lt2 D-525 | 2 f Octanol | Gai-Tronic | Paging | - | - | -
20 | Unit-19 | Octanol Lt3 D-118 | 3 f Octanol | Gai-Tronic | Paging | - | - | -
21 | Unit-20 | Octanol Lt3 E-511 | 3 f Octanol | Gai-Tronic | Paging | - | - | -
22 | Unit-21 | Octanol Lt4 A-310 | 4 f Octanol | Gai-Tronic | Paging | - | - | -
23 | Unit-22 | Octanol Lt1 T-320 | Inter. Tank | Gai-Tronic | Paging | - | - | -
24 | Unit-23 | Octanol Lt1 T-620 | Inter. Tank | Gai-Tronic | Paging | - | - | -
25 | Unit-24 | Octanol Lt1 P-922 | Inter. Tank | Gai-Tronic | Paging | - | - | -
26 | Unit-25 | P-722A/B | Pump Yard | Gai-Tronic | Paging | - | - | -
27 | Unit-26 | LSS | LSS | Gai-Tronic | Paging | - | - | -
28 | Unit-27 | MNTC | MNTC | Gai-Tronic | Paging | - | - | -
29 | Unit-28 | C-717 | Sperical tank area | Gai-Tronic | Paging | - | - | -
30 | Unit-29 | CO2 Gas | CO2 48TPD | Gai-Tronic | Paging | - | - | -
31 | Unit-30 | CO2 Liquid | CO2 100TPD | Gai-Tronic | Paging | - | - | -
32 | Unit-31 | Admin | MIS | BOSH | Paging | - | - | -
33 | Unit-32 | Admin | MIS | BOSH | Paging | - | - | -
34 | Unit-33 | New Substation | New Substation | Gai-Tronic | Paging | - |  | -
Total Equipment |  | 34
Menu

## 17
Equipment List of RECEIPTACLE
Note :
C : Critical; S : Safety; E : Environment
NO | TAG NO. | LOCATION | MFG | PHASE | PIC | IK | GRADE | COMPLEX GRADE | REMARK
1 | R-101A-1 | Lt1 Near P-946B | Aplleton | 3-phasa
2 | R-101A-2 | Lt1 Near Z-992 | Aplleton | 3-phasa
3 | R-101B-1 | Lt1 Truck loading | Aplleton | 3-phasa
4 | R-101B-2 | Lt1 Safety room | Aplleton | 3-phasa
5 | R-102-1 | Lt1 P-931B | Aplleton | 3-phasa
6 | R-102-2 | Lt1 P-833 | Aplleton | 3-phasa
7 | R-201A-1 | Lt1 Near C-112 | Aplleton | 3-phasa
8 | R-201A-2 | Lt1 Near P-525A | Aplleton | 3-phasa
9 | R-201B-1 | Lt2 Near D-165 | Aplleton | 3-phasa
10 | R-201B-2 | Lt1 Near P-257 | Aplleton | 3-phasa
11 | R-202-1 | Lt3 Near A-310 | Aplleton | 3-phasa
12 | R-202-2 | Lt4 Near E-165H | Aplleton | 3-phasa
13 | R-203-1 | Lt1 Near C-012 | Aplleton | 3-phasa
14 | R-203-2 | Lt1 Near D-011 | Aplleton | 3-phasa
15 | R-204-1 | Lt1 Near P-721A | Aplleton | 3-phasa
16 | R-204-2 | Lt Near P-712 | Aplleton | 3-phasa
17 | L-101A01 | P-751C | Aplleton | 1-phasa
18 | L-101B01-1 | Cooling water | Aplleton | 1-phasa
19 | L-101B01-2 | Cooling water / rack room | Aplleton | 1-phasa
20 | L-101B02-1 | P-921 A/B | Aplleton | 1-phasa
21 | L-101B02-2 | Boiler near panel | Aplleton | 1-phasa
22 | L-101B02-3 | D-931 Demin Water | Aplleton | 1-phasa
23 | L-10201 | WWT | Aplleton | 1-phasa
24 | L-10202 | Incenerator | Aplleton | 1-phasa
25 | L-10203 | Incenerator | Aplleton | 1-phasa
26 | L-201A101-1 | Lt1 P-982 A/B | Aplleton | 1-phasa
27 | L-201A101-2 | Lt1 P-511 A/B | Aplleton | 1-phasa
28 | L-201A102-1 | Lt4 E-414B | Aplleton | 1-phasa
29 | L-201A102-2 | Lt4 T-540 | Aplleton | 1-phasa
30 | L-201A103-1 | Lt1 R-410 | Aplleton | 1-phasa
31 | L-201A103-2 | Lt2 D-412 | Aplleton | 1-phasa
32 | L-201A103-3 | Lt4 R-410 | Aplleton | 1-phasa
33 | L-201A104-1 | Lt1 T-320 | Aplleton | 1-phasa
34 | L-201A104-2 | Lt1 T-430 | Aplleton | 1-phasa
35 | L-201A104-3 | Lt3 T-430 | Aplleton | 1-phasa
36 | L-201A104-4 | Lt4 T-420 | Aplleton | 1-phasa
37 | L-201A105-1 | Lt1 T-440 | Aplleton | 1-phasa
38 | L-201A105-2 | Lt1 T-520 | Aplleton | 1-phasa
39 | L-201A105-3 | Lt2 T-530 | Aplleton | 1-phasa
40 | L-201A105-4 | Lt3 T-440 | Aplleton | 1-phasa
41 | L-201A105-5 | Lt3 T-530 | Aplleton | 1-phasa
42 | L-201A105-6 | Lt4 T-450 | Aplleton | 1-phasa
43 | L-201A106-1 | Lt1 T-540 | Aplleton | 1-phasa
44 | L-201A106-2 | Lt1 T-630 | Aplleton | 1-phasa
45 | L-201A106-3 | Lt1 T-980 | Aplleton | 1-phasa
46 | L-201A106-4 | Lt2 T-620 | Aplleton | 1-phasa
47 | L-201A107-1 | Lt3 E-445 | Aplleton | 1-phasa
48 | L-201A107-2 | Lt3 T-550 | Aplleton | 1-phasa
49 | L-201A107-3 | Lt3 T-640 | Aplleton | 1-phasa
50 | L-201A108-1 | Lt2 D-435 | Aplleton | 1-phasa
51 | L-201A108-2 | Lt2 R-610 | Aplleton | 1-phasa
52 | L-201A108-3 | Lt2 T-550 | Aplleton | 1-phasa
53 | L-201A109-1 | Lt1 R-510 | Aplleton | 1-phasa
54 | L-201A109-2 | Lt1 R-610 | Aplleton | 1-phasa
55 | L-201A109-3 | Lt2 R-510 | Aplleton | 1-phasa
56 | L-201A109-4 | Lt4 R-510 | Aplleton | 1-phasa
57 | L-201A109-5 | Lt4 R-610 | Aplleton | 1-phasa
58 | L-201A111-1 | Lt3 T-630 | Aplleton | 1-phasa
59 | L-201A111-2 | Lt4 T-630 | Aplleton | 1-phasa
60 | L-201B101-1 | Lt1 R-102 | Aplleton | 1-phasa
61 | L-201B101-2 | Lt1 T-220 | Aplleton | 1-phasa
62 | L-201B102-1 | Lt1 T-160 | Aplleton | 1-phasa
63 | L-201B102-2 | Lt3 T-120 | Aplleton | 1-phasa
64 | L-201B102-3 | Lt3 T-160 | Aplleton | 1-phasa
65 | L-201B103-1 | Lt1 R-130 | Aplleton | 1-phasa
66 | L-201B103-2 | Lt2 T-120 | Aplleton | 1-phasa
67 | L-201B104-1 | Lt2 D-145 | Aplleton | 1-phasa
68 | L-201B104-2 | Lt2 D-312 | Aplleton | 1-phasa
69 | L-201B104-3 | Lt2 E-101 | Aplleton | 1-phasa
70 | L-201B105-1 | Lt1 P-922A/B | Aplleton | 1-phasa
71 | L-201B105-2 | Lt1 P-163 | Aplleton | 1-phasa
72 | L-201B105-3 | Lt1 P-215 | Aplleton | 1-phasa
73 | L-201B107-1 | Lt4 A-310 | Aplleton | 1-phasa
74 | L-201B107-2 | Lt4 E-114 | Aplleton | 1-phasa
75 | L-201B108-1 | C-150 (paging) | Aplleton | 1-phasa
76 | L-201B108-2 | P-102 | Aplleton | 1-phasa
77 | L-202101-1 | C-011/018 | Aplleton | 1-phasa
78 | L-202101-2 | U-031 | Aplleton | 1-phasa
79 | L-202102 | T-022 | Aplleton | 1-phasa
80 | L-202103-1 | T-021 | Aplleton | 1-phasa
81 | L-202103-2 | C-009 | Aplleton | 1-phasa
82 | L-202103-3 | U-041 | Aplleton | 1-phasa
83 | L-202104-1 | T-021 | Aplleton | 1-phasa
84 | L-202104-2 | T-023 | Aplleton | 1-phasa
85 | L-202105-1 | R-011 | Aplleton | 1-phasa
86 | L-202105-2 | E-018 | Aplleton | 1-phasa
87 | L-202106-1 | H-011 Lt1 | Aplleton | 1-phasa
88 | L-202106-2 | H-011 Lt2 | Aplleton | 1-phasa
89 | L-202106-3 | H-011 Lt3 | Aplleton | 1-phasa
90 | L-202106-4 | H-011 Lt4 | Aplleton | 1-phasa
91 | L-202106-5 | H-011 Lt5 | Aplleton | 1-phasa
92 | L-202106-6 | H-011 Lt6 | Aplleton | 1-phasa
93 | L-203101-1 | Lt1 P117 | Aplleton | 1-phasa
94 | L-203101-2 | Lt1 P-417 A/B | Aplleton | 1-phasa
95 | L-204102-1 | TK-721 | Aplleton | 1-phasa
96 | L-204102-2 | TK-723 | Aplleton | 1-phasa
97 | L-204102-3 | TK-724 | Aplleton | 1-phasa
98 | L-204103-1 | TK-722 | Aplleton | 1-phasa
99 | L-204103-2 | TK-725 | Aplleton | 1-phasa
100 | L-204103-3 | TK-726 | Aplleton | 1-phasa
101 | L-204104 | D-712 | Aplleton | 1-phasa
102 | L-204105 | D-714 | Aplleton | 1-phasa
103 | L-204106-1 | P-712 | Aplleton | 1-phasa
104 | L-204106-2 | Z-951 (Flare stack) | Aplleton | 1-phasa
105 | L-207 | Absorber top cooler CO2 100TPD | Legrand | 1-phase
106 | L-208 | Reclaimer CO2 100TPD | Legrand | 1-phase
107 | L-210B101 | Lt2 R-101 | Aplleton | 1-phasa
108 | L-210B102 | Lt4 T-160 | Aplleton | 1-phasa
109 | L-210B103-1 | Lt3 T-140 | Aplleton | 1-phasa
110 | L-210B103-2 | Lt4 T-120 | Aplleton | 1-phasa
111 | L-210B103-3 | Lt4 T-140 | Aplleton | 1-phasa
112 | L-210B106-1 | Lt3 E-148 | Aplleton | 1-phasa
113 | L-210B106-2 | Lt3 R-311 | Aplleton | 1-phasa
114 | R-206 | Steam boiler CO2 100TPD | Legrand | 3-phase
Total Equipment |  | 114
Menu

## 16
Equipment List of PANEL INSTRUMENT
Note :
C : Critical; S : Safety; E : Environment
NO | TAG NO. | LOCATION | SERVICE | NAME | RANGE |  |  | PIC | Category |  | COMPLEX GRADE | REMARK
[5 empty] | LO | HI | UNIT |  | Score | Grade
1 | Fastrak | Rack room | PSA/ membrane | - | - | - | - |  | 125 | C,S,E | ***
2 | LM | Rack room | DCS | - | - | - | - |  | 125 | C, S, E | ***
3 | Boiler H-922 | H-922 | Boiler | - | - | - | - |  | 125 | C, S, E | ***
4 | Boiler H-923 | H-923 | Boiler | - | - | - | - |  | 125 | C, S, E | ***
5 | U-930 | Demin Water | Demin Water | - | - | - | - |  | 25 | C | **
6 | H-851 | Incenerator | Incenerator | - | - | - | - |  | 25 | E | **
7 | U-941 | Chiler | Chiler | - | - | - | - |  | 25 | C | **
8 | P-751 A/B/C | P-751 A/B/C | P-751 A/B/C | - | - | - | - |  | 25 | S, E | **
9 | Side Filter | Side Filter | Side Filter | - | - | - | -
10 | C-991 A | C-991 A | C-991 A | - | - | - | - |  | 25 | C | **
11 | C-991 B | C-991 B | C-991 B | - | - | - | - |  | 25 | C | **
12 | Z-931 | Chlorin. (Z-931) | Chlorin. (Z-931) | - | - | - | -
13 | Z-991 | Z-991 | Z-991 | - | - | - | - |  | 25 | C | **
14 | EDG | EDG | EDG | - | - | - | - |  | 25 | C, S, E | **
15 | Cooling Water | Cooling Water | Cooling Water | - | - | - | -
16 | Flare Stack | Flare Stack | Flare Stack | - | - | - | - |  | 25 | E | **
CO2 GAS
1 | RIO | Skid 103 | Reboiler | - | - | - | -
2 | RIO | Skid 104 | Reclaimer | - | - | - | -
3 | RIO | Skid 114-2 | Absorber top cooler | - | - | - | -
4 | RIO | Skid 114-3 | Mea filter | - | - | - | -
5 | RIO | Skid 201A | CO2 Compressor A | - | - | - | -
6 | MCC - 5B | MCC CO2 | Control CO2 Plant 48TPD | [5 empty] | 5 | C | *
H-922
1 | H-922 | Boiler H-922 | Boiler H-922 | - | - | - | - |  | 125 | C, S, E | ***
CO2 LIQUID
1 | RIO | Skid 101 | Steam Boiler | - | - | - | -
2 | RIO | Skid 103 | Reboiler | - | - | - | -
3 | RIO | Skid 104 | Reclaimer | - | - | - | -
4 | RIO | Skid 114-2 | Absorber top cooler | - | - | - | -
5 | RIO | Skid 114-3 | Mea filter | - | - | - | -
6 | RIO | Skid 201A | CO2 Compressor A | - | - | - | -
7 | RIO | Skid 201B | CO2 Compressor B | - | - | - | -
8 | RIO | Skid 361 | Dehumidifier & Dehydrator | - | - | - | -
9 | RIO | Skid 381 | Liquefaction | - | - | - | -
10 | RIO | Skid 401-2 | NH3 Compressor | - | - | - | -
11 | MCC - 5C | MCC CO2 | Control CO2 Plant 100TPD | [5 empty] | 5 | C | *
RO Project
1 | RO | RO Skid | RO Controller | - | - | - | - |  | 5 | C,S,E | *
Air Dryer Project
1 | Z | Z-991B | Air dryer controller | - | - | - | -
Total Equipment |  | 36
Menu

## 15
Equipment List of PANEL LISTRIK
Note :
C : Critical; S : Safety; E : Environment
NO | TAG NO. | LOCATION | SERVICE | Installed | NAME | RANGE |  |  | PIC | Category |  | COMPLEX GRADE | REMARK
|  |  |  | Date |  | LO | HI | UNIT |  | Score | Grade
1 | PDP-1 | MSS | MSS |  | Panel | - | - | -
2 | PDP-2 | LSS | LSS |  | Panel | - | - | -
3 | EM-LTG-1 | MSS | MSS |  | Panel | - | - | -
4 | EM-LTG-2 | LSS | LSS |  | Panel | - | - | -
5 | PF-1 | Lab | Lab |  | Panel | - | - | -
6 | PF-2 | Maintenance | Maintenance |  | Panel | - | - | -
7 | HVAC-3 | Admin Building | Admin Building |  | Panel | - | - | -
8 | HVAC-4 | Laboratory Building | Laboratory Building |  | Panel | - | - | -
9 | HVAC-5 | Maintenance | Maintenance |  | Panel | - | - | -
10 | L-101A | Utility area 1 | Utility area 1 |  | Panel | - | - | -
11 | L-101B | Utility area 2 | Utility area 2 |  | Panel | - | - | -
12 | L-102 | WWT area | WWT area |  | Panel | - | - | -
13 | L-103 | MCR | MCR |  | Panel | - | - | -
14 | L-104 | Admin Building | Admin Building |  | Panel | - | - | -
15 | L-105 | Locker Building | Locker Building |  | Panel | - | - | -
16 | L-106 | Maintenance Building | Maintenance Building |  | Panel | - | - | -
17 | L-107 | Laboratory Building | Laboratory Building |  | Panel | - | - | -
18 | L-107-1 | Laboratory Building | Laboratory Building |  | Panel | - | - | -
19 | L-108 | Main Substation | Main Substation |  | Panel | - | - | -
20 | L-109 | Driver shelter | Driver shelter |  | Panel | - | - | -
21 | L-110 | Fire Engine Building | Fire Engine Building |  | Panel | - | - | -
22 | L-111 | Guard House | Guard House |  | Panel | - | - | -
23 | L-201A | Process Area-1 | Process Area-1 |  | Panel | - | - | -
24 | L-201B-1 | Process Area-2 | Process Area-2 |  | Panel | - | - | -
25 | L-201B-2 | Process Area-2 | Process Area-2 |  | Panel | - | - | -
26 | L-202-1 | Syn Gas Area | Syn Gas Area |  | Panel | - | - | -
27 | L-202-2 | Syn Gas Area | Syn Gas Area |  | Panel | - | - | -
28 | L-203-1 | TY Intermadiate | TY Intermadiate |  | Panel | - | - | -
29 | L-203-2 | TY Intermadiate | TY Intermadiate |  | Panel | - | - | -
30 | L-204-1 | TY Product | TY Product |  | Panel | - | - | -
31 | L-204-2 | TY Product | TY Product |  | Panel | - | - | -
32 | L-205 | LSS | LSS |  | Panel | - | - | -
33 | L-206 | Rack room | Rack room |  | Panel | - | - | -
34 | LE-201A | MSS | MSS |  | Panel | - | - | -
35 | LE-201B | LSS | LSS |  | Panel | - | - | -
36 | LE-202 | Syn Gas Area | Syn Gas Area |  | Panel | - | - | -
37 | LE-203 | TY Intermadiate | TY Intermadiate |  | Panel | - | - | -
38 | LE-204 | TY Product | TY Product |  | Panel | - | - | -
39 | RL-1 | Road Light A1 | Road Light A1 |  | Panel | - | - | -
40 | RL-2 | Road Light A2 | Road Light A2 |  | Panel | - | - | -
41 | RL-3 | Road Light A3 | Road Light A3 |  | Panel | - | - | -
42 | L-403 | CO2 100TPD Plant | CO2 100TPD Plant |  | Panel | - | - | -
43 | L-404 | RO plant | RO min source power |  | panel | - | - | -
44 | UPS | MSS | All area | 2023 | Panel | - | - | -
45 | Battery Charger | MSS | All area | 2023 | Panel | - | - | -
46 | Panel Surya | MSS | All area |  | Panel | - | - | -
Total Equipment |  | 46
Menu

## 14
Equipment list of BATTERY
Note :
C : Critical; S : Safety; E : Environment
NO | TAG NO. | LOCATION | SERVICE | Model | MFG | NAME | RANGE |  |  | PIC | Category |  | COMPLEX GRADE | REMARK
[7 empty] | LO | HI | UNIT |  | Score | Grade
1 | BY-1 | MSS | Battery UPS |  |  | Battery | - | - | - |  | 125 | C, S, E | ***
2 | BY-2 | MSS | Battery Charger |  |  | Battery | - | - | - |  | 125 | C, S, E | ***
3 | BY-3A | MIS | Battery PABX | LC-P1228NA 12V 28Ah | Panasonic | Battery | - | - | - |  | 125 | C, S, E | ***
4 | BY-3B | MIS | Battery PABX | LC-P1228NA 12V 28Ah | Panasonic | Battery | - | - | - |  | 125 | C, S, E | ***
5 | BY-3C | MIS | Battery PABX | LC-P1228NA 12V 28Ah | Panasonic | Battery | - | - | - |  | 125 | C, S, E | ***
6 | BY-4A CR-1 | EDG | Battery EDG Crank-1 | 230AH 12V | G-Force | Battery
7 | BY-4B CR-1 | EDG | Battery EDG Crank-1 | 230AH 12V | G-Force | Battery
8 | BY-4A CR-2 | EDG | Battery EDG Crank-2 | 230AH 12V | G-Force | Battery
9 | BY-4B CR-2 | EDG | Battery EDG Crank-2 | 230AH 12V | G-Force | Battery
10 | BY-5A CR-1 | P-751B | Battery P751B Crank-1 | 230AH 12V | G-Force | Battery
11 | BY-5B CR-1 | P-751B | Battery P751B Crank-1 | 230AH 12V | G-Force | Battery
12 | BY-5A CR-2 | P-751B | Battery P751B Crank-2 | 230AH 12V | G-Force | Battery
13 | BY-5B CR-2 | P-751B | Battery P751B Crank-2 | 230AH 12V | G-Force | Battery
14 | BY-6A CR-1 | P-751C | Battery P751C Crank-1 | 230AH 12V | G-Force | Battery
15 | BY-6B CR-1 | P-751C | Battery P751C Crank-1 | 230AH 12V | G-Force | Battery
16 | BY-6A CR-2 | P-751C | Battery P751C Crank-2 | 230AH 12V | G-Force | Battery
17 | BY-6B CR-2 | P-751C | Battery P751C Crank-2 | 230AH 12V | G-Force | Battery
18 | BY-7 | MSS & LSS | Battery MFA |  |  | Battery | - | - | - |  | 25 | S, E | **
19 | BY-8A | Rack room | Battery FA-1 Rack room | NP 7-12 12V 7AH | Yuasa | Battery | - | - | - |  | 25 | S, E | **
20 | BY-8B | Rack room | Battery FA-1 Rack room | NP 7-12 12V 7AH | Yuasa | Battery | - | - | - |  | 25 | S, E | **
21 | BY-9A | MCR | Battery FA-2 MCR | NP 7-12 12V 7AH | Yuasa | Battery | - | - | - |  | 25 | S, E | **
22 | BY-9B | MCR | Battery FA-2 MCR | NP 7-12 12V 7AH | Yuasa | Battery | - | - | - |  | 25 | S, E | **
23 | BY-10A | LAB | Battery FA-3 LAB | NP 7-12 12V 7AH | Yuasa | Battery | - | - | - |  | 25 | S, E | **
24 | BY-10B | LAB | Battery FA-3 LAB | NP 7-12 12V 7AH | Yuasa | Battery | - | - | - |  | 25 | S, E | **
25 | BY-11A | MNTC | Battery FA-4 MNTC | NP 7-12 12V 7AH | Yuasa | Battery | - | - | - |  | 25 | S, E | **
26 | BY-11B | MNTC | Battery FA-4 MNTC | NP 7-12 12V 7AH | Yuasa | Battery | - | - | - |  | 25 | S, E | **
27 | BY-12A | POS-1 | Battery FA-5 POS-1 | NP 7-12 12V 7AH | Yuasa | Battery | - | - | - |  | 25 | S, E | **
28 | BY-12B | POS-1 | Battery FA-5 POS-1 | NP 7-12 12V 7AH | Yuasa | Battery | - | - | - |  | 25 | S, E | **
29 | BY-13A | Maintenance | Battery Snoklifl Maintenance | 6V - 225 AH | Trojan | Battery | - | - | -
30 | BY-13B | Maintenance | Battery Snoklifl Maintenance | 6V - 225 AH | Trojan | Battery | - | - | -
31 | BY-14 | MCC-5 | UPS CO2 100TPD MCC-5 |  |  |  | - | - | - |  |  |  |  | SMT2200I
32 | BY-1000 | MSS | UPS | 2T400/2 2V 400AH | Supersafe/ Enersys | UPS Battery
33 | BY-1001 | MSS | UPS | 2T400/2 2V 400AH | Supersafe/ Enersys | UPS Battery
34 | BY-1002 | MSS | UPS | 2T400/2 2V 400AH | Supersafe/ Enersys | UPS Battery
35 | BY-1003 | MSS | UPS | 2T400/2 2V 400AH | Supersafe/ Enersys | UPS Battery
36 | BY-1004 | MSS | UPS | 2T400/2 2V 400AH | Supersafe/ Enersys | UPS Battery
37 | BY-1005 | MSS | UPS | 2T400/2 2V 400AH | Supersafe/ Enersys | UPS Battery
38 | BY-1006 | MSS | UPS | 2T400/2 2V 400AH | Supersafe/ Enersys | UPS Battery
39 | BY-1007 | MSS | UPS | 2T400/2 2V 400AH | Supersafe/ Enersys | UPS Battery
40 | BY-1008 | MSS | UPS | 2T400/2 2V 400AH | Supersafe/ Enersys | UPS Battery
41 | BY-1009 | MSS | UPS | 2T400/2 2V 400AH | Supersafe/ Enersys | UPS Battery
42 | BY-1010 | MSS | UPS | 2T400/2 2V 400AH | Supersafe/ Enersys | UPS Battery
43 | BY-1011 | MSS | UPS | 2T400/2 2V 400AH | Supersafe/ Enersys | UPS Battery
44 | BY-1012 | MSS | UPS | 2T400/2 2V 400AH | Supersafe/ Enersys | UPS Battery
45 | BY-1013 | MSS | UPS | 2T400/2 2V 400AH | Supersafe/ Enersys | UPS Battery
46 | BY-1014 | MSS | UPS | 2T400/2 2V 400AH | Supersafe/ Enersys | UPS Battery
47 | BY-1015 | MSS | UPS | 2T400/2 2V 400AH | Supersafe/ Enersys | UPS Battery
48 | BY-1016 | MSS | UPS | 2T400/2 2V 400AH | Supersafe/ Enersys | UPS Battery
49 | BY-1017 | MSS | UPS | 2T400/2 2V 400AH | Supersafe/ Enersys | UPS Battery
50 | BY-1018 | MSS | UPS | 2T400/2 2V 400AH | Supersafe/ Enersys | UPS Battery
51 | BY-1019 | MSS | UPS | 2T400/2 2V 400AH | Supersafe/ Enersys | UPS Battery
52 | BY-1020 | MSS | UPS | 2T400/2 2V 400AH | Supersafe/ Enersys | UPS Battery
53 | BY-1021 | MSS | UPS | 2T400/2 2V 400AH | Supersafe/ Enersys | UPS Battery
54 | BY-1022 | MSS | UPS | 2T400/2 2V 400AH | Supersafe/ Enersys | UPS Battery
55 | BY-1023 | MSS | UPS | 2T400/2 2V 400AH | Supersafe/ Enersys | UPS Battery
56 | BY-1024 | MSS | UPS | 2T400/2 2V 400AH | Supersafe/ Enersys | UPS Battery
57 | BY-1025 | MSS | UPS | 2T400/2 2V 400AH | Supersafe/ Enersys | UPS Battery
58 | BY-1026 | MSS | UPS | 2T400/2 2V 400AH | Supersafe/ Enersys | UPS Battery
59 | BY-1027 | MSS | UPS | 2T400/2 2V 400AH | Supersafe/ Enersys | UPS Battery
60 | BY-1028 | MSS | UPS | 2T400/2 2V 400AH | Supersafe/ Enersys | UPS Battery
61 | BY-1029 | MSS | UPS | 2T400/2 2V 400AH | Supersafe/ Enersys | UPS Battery
62 | BY-1030 | MSS | UPS | 2T400/2 2V 400AH | Supersafe/ Enersys | UPS Battery
63 | BY-1031 | MSS | UPS | 2T400/2 2V 400AH | Supersafe/ Enersys | UPS Battery
64 | BY-1032 | MSS | UPS | 2T400/2 2V 400AH | Supersafe/ Enersys | UPS Battery
65 | BY-1033 | MSS | UPS | 2T400/2 2V 400AH | Supersafe/ Enersys | UPS Battery
66 | BY-1034 | MSS | UPS | 2T400/2 2V 400AH | Supersafe/ Enersys | UPS Battery
67 | BY-1035 | MSS | UPS | 2T400/2 2V 400AH | Supersafe/ Enersys | UPS Battery
68 | BY-1036 | MSS | UPS | 2T400/2 2V 400AH | Supersafe/ Enersys | UPS Battery
69 | BY-1037 | MSS | UPS | 2T400/2 2V 400AH | Supersafe/ Enersys | UPS Battery
70 | BY-1038 | MSS | UPS | 2T400/2 2V 400AH | Supersafe/ Enersys | UPS Battery
71 | BY-1039 | MSS | UPS | 2T400/2 2V 400AH | Supersafe/ Enersys | UPS Battery
72 | BY-1040 | MSS | UPS | 2T400/2 2V 400AH | Supersafe/ Enersys | UPS Battery
73 | BY-1041 | MSS | UPS | 2T400/2 2V 400AH | Supersafe/ Enersys | UPS Battery
74 | BY-1042 | MSS | UPS | 2T400/2 2V 400AH | Supersafe/ Enersys | UPS Battery
75 | BY-1043 | MSS | UPS | 2T400/2 2V 400AH | Supersafe/ Enersys | UPS Battery
76 | BY-1044 | MSS | UPS | 2T400/2 2V 400AH | Supersafe/ Enersys | UPS Battery
77 | BY-1045 | MSS | UPS | 2T400/2 2V 400AH | Supersafe/ Enersys | UPS Battery
78 | BY-1046 | MSS | UPS | 2T400/2 2V 400AH | Supersafe/ Enersys | UPS Battery
79 | BY-1047 | MSS | UPS | 2T400/2 2V 400AH | Supersafe/ Enersys | UPS Battery
80 | BY-1048 | MSS | UPS | 2T400/2 2V 400AH | Supersafe/ Enersys | UPS Battery
81 | BY-1049 | MSS | UPS | 2T400/2 2V 400AH | Supersafe/ Enersys | UPS Battery
82 | BY-1050 | MSS | UPS | 2T400/2 2V 400AH | Supersafe/ Enersys | UPS Battery
83 | BY-1051 | MSS | UPS | 2T400/2 2V 400AH | Supersafe/ Enersys | UPS Battery
84 | BY-1052 | MSS | UPS | 2T400/2 2V 400AH | Supersafe/ Enersys | UPS Battery
85 | BY-1053 | MSS | UPS | 2T400/2 2V 400AH | Supersafe/ Enersys | UPS Battery
86 | BY-1054 | MSS | UPS | 2T400/2 2V 400AH | Supersafe/ Enersys | UPS Battery
87 | BY-1055 | MSS | UPS | 2T400/2 2V 400AH | Supersafe/ Enersys | UPS Battery
88 | BY-1056 | MSS | UPS | 2T400/2 2V 400AH | Supersafe/ Enersys | UPS Battery
89 | BY-1057 | MSS | UPS | 2T400/2 2V 400AH | Supersafe/ Enersys | UPS Battery
90 | BY-1058 | MSS | UPS | 2T400/2 2V 400AH | Supersafe/ Enersys | UPS Battery
91 | BY-1059 | MSS | UPS | 2T400/2 2V 400AH | Supersafe/ Enersys | UPS Battery
92 | BY-1060 | MSS | UPS | 2T400/2 2V 400AH | Supersafe/ Enersys | UPS Battery
93 | BY-1061 | MSS | UPS | 2T400/2 2V 400AH | Supersafe/ Enersys | UPS Battery
94 | BY-1062 | MSS | UPS | 2T400/2 2V 400AH | Supersafe/ Enersys | UPS Battery
95 | BY-1063 | MSS | UPS | 2T400/2 2V 400AH | Supersafe/ Enersys | UPS Battery
96 | BY-1064 | MSS | UPS | 2T400/2 2V 400AH | Supersafe/ Enersys | UPS Battery
97 | BY-1065 | MSS | UPS | 2T400/2 2V 400AH | Supersafe/ Enersys | UPS Battery
98 | BY-1066 | MSS | UPS | 2T400/2 2V 400AH | Supersafe/ Enersys | UPS Battery
99 | BY-1067 | MSS | UPS | 2T400/2 2V 400AH | Supersafe/ Enersys | UPS Battery
100 | BY-1068 | MSS | UPS | 2T400/2 2V 400AH | Supersafe/ Enersys | UPS Battery
101 | BY-1069 | MSS | UPS | 2T400/2 2V 400AH | Supersafe/ Enersys | UPS Battery
102 | BY-1070 | MSS | UPS | 2T400/2 2V 400AH | Supersafe/ Enersys | UPS Battery
103 | BY-1071 | MSS | UPS | 2T400/2 2V 400AH | Supersafe/ Enersys | UPS Battery
104 | BY-1072 | MSS | UPS | 2T400/2 2V 400AH | Supersafe/ Enersys | UPS Battery
105 | BY-1073 | MSS | UPS | 2T400/2 2V 400AH | Supersafe/ Enersys | UPS Battery
106 | BY-1074 | MSS | UPS | 2T400/2 2V 400AH | Supersafe/ Enersys | UPS Battery
107 | BY-1075 | MSS | UPS | 2T400/2 2V 400AH | Supersafe/ Enersys | UPS Battery
108 | BY-1076 | MSS | UPS | 2T400/2 2V 400AH | Supersafe/ Enersys | UPS Battery
109 | BY-1077 | MSS | UPS | 2T400/2 2V 400AH | Supersafe/ Enersys | UPS Battery
110 | BY-1078 | MSS | UPS | 2T400/2 2V 400AH | Supersafe/ Enersys | UPS Battery
111 | BY-1079 | MSS | UPS | 2T400/2 2V 400AH | Supersafe/ Enersys | UPS Battery
112 | BY-1080 | MSS | UPS | 2T400/2 2V 400AH | Supersafe/ Enersys | UPS Battery
113 | BY-1081 | MSS | UPS | 2T400/2 2V 400AH | Supersafe/ Enersys | UPS Battery
114 | BY-1082 | MSS | UPS | 2T400/2 2V 400AH | Supersafe/ Enersys | UPS Battery
115 | BY-1083 | MSS | UPS | 2T400/2 2V 400AH | Supersafe/ Enersys | UPS Battery
116 | BY-1084 | MSS | UPS | 2T400/2 2V 400AH | Supersafe/ Enersys | UPS Battery
117 | BY-1085 | MSS | UPS | 2T400/2 2V 400AH | Supersafe/ Enersys | UPS Battery
118 | BY-1086 | MSS | UPS | 2T400/2 2V 400AH | Supersafe/ Enersys | UPS Battery
119 | BY-1087 | MSS | UPS | 2T400/2 2V 400AH | Supersafe/ Enersys | UPS Battery
120 | BY-1088 | MSS | UPS | 2T400/2 2V 400AH | Supersafe/ Enersys | UPS Battery
121 | BY-1089 | MSS | UPS | 2T400/2 2V 400AH | Supersafe/ Enersys | UPS Battery
122 | BY-1090 | MSS | UPS | 2T400/2 2V 400AH | Supersafe/ Enersys | UPS Battery
123 | BY-1091 | MSS | UPS | 2T400/2 2V 400AH | Supersafe/ Enersys | UPS Battery
124 | BY-1092 | MSS | UPS | 2T400/2 2V 400AH | Supersafe/ Enersys | UPS Battery
125 | BY-1093 | MSS | UPS | 2T400/2 2V 400AH | Supersafe/ Enersys | UPS Battery
126 | BY-1094 | MSS | UPS | 2T400/2 2V 400AH | Supersafe/ Enersys | UPS Battery
127 | BY-1095 | MSS | UPS | 2T400/2 2V 400AH | Supersafe/ Enersys | UPS Battery
128 | BY-1096 | MSS | UPS | 2T400/2 2V 400AH | Supersafe/ Enersys | UPS Battery
129 | BY-1097 | MSS | UPS | 2T400/2 2V 400AH | Supersafe/ Enersys | UPS Battery
130 | BY-1098 | MSS | UPS | 2T400/2 2V 400AH | Supersafe/ Enersys | UPS Battery
131 | BY-1099 | MSS | UPS | 2T400/2 2V 400AH | Supersafe/ Enersys | UPS Battery
132 | BY-1100 | MSS | UPS | 2T400/2 2V 400AH | Supersafe/ Enersys | UPS Battery
133 | BY-1101 | MSS | UPS | 2T400/2 2V 400AH | Supersafe/ Enersys | UPS Battery
134 | BY-1102 | MSS | UPS | 2T400/2 2V 400AH | Supersafe/ Enersys | UPS Battery
135 | BY-1103 | MSS | UPS | 2T400/2 2V 400AH | Supersafe/ Enersys | UPS Battery
136 | BY-2000 | MSS | Battery Charger | ESC100-12FR 12V 100AH | EnerRocket | Battery Charger
137 | BY-2001 | MSS | Battery Charger | ESC100-12FR 12V 100AH | EnerRocket | Battery Charger
138 | BY-2002 | MSS | Battery Charger | ESC100-12FR 12V 100AH | EnerRocket | Battery Charger
139 | BY-2003 | MSS | Battery Charger | ESC100-12FR 12V 100AH | EnerRocket | Battery Charger
140 | BY-2004 | MSS | Battery Charger | ESC100-12FR 12V 100AH | EnerRocket | Battery Charger
141 | BY-2005 | MSS | Battery Charger | ESC100-12FR 12V 100AH | EnerRocket | Battery Charger
142 | BY-2006 | MSS | Battery Charger | ESC100-12FR 12V 100AH | EnerRocket | Battery Charger
143 | BY-2007 | MSS | Battery Charger | ESC100-12FR 12V 100AH | EnerRocket | Battery Charger
144 | BY-2008 | MSS | Battery Charger | ESC100-12FR 12V 100AH | EnerRocket | Battery Charger
145 | BY-2009 | MSS | Battery Charger | ESC100-12FR 12V 100AH | EnerRocket | Battery Charger
146 | BY-3000 | MSS | Panel Surya SWWT | SOF12-100 12V 100AH | Solana | Battery
147 | BY-3001 | MSS | Panel Surya SWWT | SOF12-100 12V 100AH | Solana | Battery
148 | BY-3002 | MSS | Panel Surya SWWT | SOF12-100 12V 100AH | Solana | Battery
149 | BY-3003 | MSS | Panel Surya SWWT | SOF12-100 12V 100AH | Solana | Battery
150 | BY-3004 | MSS | Panel Surya SWWT | SOF12-100 12V 100AH | Solana | Battery
151 | BY-3005 | MSS | Panel Surya SWWT | SOF12-100 12V 100AH | Solana | Battery
152 | BY-3006 | MSS | Panel Surya SWWT | SOF12-100 12V 100AH | Solana | Battery
153 | BY-3007 | MSS | Panel Surya SWWT | SOF12-100 12V 100AH | Solana | Battery
154 | BY-3008 | MSS | Panel Surya SWWT | SOF12-100 12V 100AH | Solana | Battery
155 | BY-3009 | MSS | Panel Surya SWWT | SOF12-100 12V 100AH | Solana | Battery
156 | BY-3010 | MSS | Panel Surya SWWT | SOF12-100 12V 100AH | Solana | Battery
157 | BY-3011 | MSS | Panel Surya SWWT | SOF12-100 12V 100AH | Solana | Battery
158 | BY-3012 | MSS | Panel Surya SWWT | SOF12-100 12V 100AH | Solana | Battery
159 | BY-3013 | MSS | Panel Surya SWWT | SOF12-100 12V 100AH | Solana | Battery
160 | BY-3014 | MSS | Panel Surya SWWT | SOF12-100 12V 100AH | Solana | Battery
161 | BY-3015 | MSS | Panel Surya SWWT | SOF12-100 12V 100AH | Solana | Battery
162 | BY-3016 | MSS | Panel Surya SWWT | SOF12-100 12V 100AH | Solana | Battery
163 | BY-3017 | MSS | Panel Surya SWWT | SOF12-100 12V 100AH | Solana | Battery
164 | BY-3018 | MSS | Panel Surya SWWT | SOF12-100 12V 100AH | Solana | Battery
165 | BY-3019 | MSS | Panel Surya SWWT | SOF12-100 12V 100AH | Solana | Battery
166 | BY-3020 | MSS | Panel Surya SWWT | SOF12-100 12V 100AH | Solana | Battery
167 | BY-3021 | MSS | Panel Surya SWWT | SOF12-100 12V 100AH | Solana | Battery
168 | BY-3022 | MSS | Panel Surya SWWT | SOF12-100 12V 100AH | Solana | Battery
169 | BY-3023 | MSS | Panel Surya SWWT | SOF12-100 12V 100AH | Solana | Battery
170 | BY-3024 | MSS | Panel Surya SWWT | SOF12-100 12V 100AH | Solana | Battery
171 | BY-3025 | MSS | Panel Surya SWWT | SOF12-100 12V 100AH | Solana | Battery
172 | BY-3026 | MSS | Panel Surya SWWT | SOF12-100 12V 100AH | Solana | Battery
173 | BY-3027 | MSS | Panel Surya SWWT | SOF12-100 12V 100AH | Solana | Battery
174 | BY-3028 | MSS | Panel Surya SWWT | SOF12-100 12V 100AH | Solana | Battery
175 | BY-3029 | MSS | Panel Surya SWWT | SOF12-100 12V 100AH | Solana | Battery
176 | BY-3030 | MSS | Panel Surya SWWT | SOF12-100 12V 100AH | Solana | Battery
177 | BY-3031 | MSS | Panel Surya SWWT | SOF12-100 12V 100AH | Solana | Battery
178 | BY-3032 | MSS | Panel Surya SWWT | SOF12-100 12V 100AH | Solana | Battery
179 | BY-3033 | MSS | Panel Surya SWWT | SOF12-100 12V 100AH | Solana | Battery
180 | BY-3034 | MSS | Panel Surya SWWT | SOF12-100 12V 100AH | Solana | Battery
181 | BY-3035 | MSS | Panel Surya SWWT | SOF12-100 12V 100AH | Solana | Battery
182 | BY-3036 | MSS | Panel Surya SWWT | SOF12-100 12V 100AH | Solana | Battery
183 | BY-3037 | MSS | Panel Surya SWWT | SOF12-100 12V 100AH | Solana | Battery
184 | BY-3038 | MSS | Panel Surya SWWT | SOF12-100 12V 100AH | Solana | Battery
185 | BY-3039 | MSS | Panel Surya SWWT | SOF12-100 12V 100AH | Solana | Battery
186 | BY-3040 | MSS | Panel Surya SWWT | SOF12-100 12V 100AH | Solana | Battery
187 | BY-3041 | MSS | Panel Surya SWWT | SOF12-100 12V 100AH | Solana | Battery
188 | BY-3042 | MSS | Panel Surya SWWT | SOF12-100 12V 100AH | Solana | Battery
189 | BY-3043 | MSS | Panel Surya SWWT | SOF12-100 12V 100AH | Solana | Battery
190 | BY-3044 | MSS | Panel Surya SWWT | SOF12-100 12V 100AH | Solana | Battery
191 | BY-3045 | MSS | Panel Surya SWWT | SOF12-100 12V 100AH | Solana | Battery
192 | BY-3046 | MSS | Panel Surya SWWT | SOF12-100 12V 100AH | Solana | Battery
193 | BY-3047 | MSS | Panel Surya SWWT | SOF12-100 12V 100AH | Solana | Battery
194 | BY-3048 | MSS | Panel Surya SWWT | SOF12-100 12V 100AH | Solana | Battery
195 | BY-3049 | MSS | Panel Surya SWWT | SOF12-100 12V 100AH | Solana | Battery
196 | BY-3050 | MSS | Panel Surya SWWT | SOF12-100 12V 100AH | Solana | Battery
197 | BY-3051 | MSS | Panel Surya SWWT | SOF12-100 12V 100AH | Solana | Battery
198 | BY-3052 | MSS | Panel Surya SWWT | SOF12-100 12V 100AH | Solana | Battery
199 | BY-3053 | MSS | Panel Surya SWWT | SOF12-100 12V 100AH | Solana | Battery
200 | BY-3054 | MSS | Panel Surya SWWT | SOF12-100 12V 100AH | Solana | Battery
201 | BY-3055 | MSS | Panel Surya SWWT | SOF12-100 12V 100AH | Solana | Battery
202 | BY-3056 | MSS | Panel Surya SWWT | SOF12-100 12V 100AH | Solana | Battery
203 | BY-3057 | MSS | Panel Surya SWWT | SOF12-100 12V 100AH | Solana | Battery
204 | BY-3058 | MSS | Panel Surya SWWT | SOF12-100 12V 100AH | Solana | Battery
205 | BY-3059 | MSS | Panel Surya SWWT | SOF12-100 12V 100AH | Solana | Battery
206 | BY-3060 | MSS | Panel Surya SWWT | SOF12-100 12V 100AH | Solana | Battery
207 | BY-3061 | MSS | Panel Surya SWWT | SOF12-100 12V 100AH | Solana | Battery
208 | BY-3062 | MSS | Panel Surya SWWT | SOF12-100 12V 100AH | Solana | Battery
209 | BY-3063 | MSS | Panel Surya SWWT | SOF12-100 12V 100AH | Solana | Battery
210 | BY-3064 | MSS | Panel Surya SWWT | SOF12-100 12V 100AH | Solana | Battery
211 | BY-3065 | MSS | Panel Surya SWWT | SOF12-100 12V 100AH | Solana | Battery
212 | BY-3066 | MSS | Panel Surya SWWT | SOF12-100 12V 100AH | Solana | Battery
213 | BY-3067 | MSS | Panel Surya SWWT | SOF12-100 12V 100AH | Solana | Battery
214 | BY-3068 | MSS | Panel Surya SWWT | SOF12-100 12V 100AH | Solana | Battery
215 | BY-3069 | MSS | Panel Surya SWWT | SOF12-100 12V 100AH | Solana | Battery
216 | BY-3070 | MSS | Panel Surya SWWT | SOF12-100 12V 100AH | Solana | Battery
217 | BY-3071 | MSS | Panel Surya SWWT | SOF12-100 12V 100AH | Solana | Battery
218 | BY-3072 | MSS | Panel Surya SWWT | SOF12-100 12V 100AH | Solana | Battery
219 | BY-3073 | MSS | Panel Surya SWWT | SOF12-100 12V 100AH | Solana | Battery
220 | BY-3074 | MSS | Panel Surya SWWT | SOF12-100 12V 100AH | Solana | Battery
221 | BY-3075 | MSS | Panel Surya SWWT | SOF12-100 12V 100AH | Solana | Battery
222 | BY-3076 | MSS | Panel Surya SWWT | SOF12-100 12V 100AH | Solana | Battery
223 | BY-3077 | MSS | Panel Surya SWWT | SOF12-100 12V 100AH | Solana | Battery
224 | BY-3078 | MSS | Panel Surya SWWT | SOF12-100 12V 100AH | Solana | Battery
225 | BY-3079 | MSS | Panel Surya SWWT | SOF12-100 12V 100AH | Solana | Battery
226 | BY-3080 | MSS | Panel Surya SWWT | SOF12-100 12V 100AH | Solana | Battery
227 | BY-3081 | MSS | Panel Surya SWWT | SOF12-100 12V 100AH | Solana | Battery
228 | BY-3082 | MSS | Panel Surya SWWT | SOF12-100 12V 100AH | Solana | Battery
229 | BY-3083 | MSS | Panel Surya SWWT | SOF12-100 12V 100AH | Solana | Battery
230 | BY-3084 | MSS | Panel Surya SWWT | SOF12-100 12V 100AH | Solana | Battery
231 | BY-3085 | MSS | Panel Surya SWWT | SOF12-100 12V 100AH | Solana | Battery
232 | BY-3086 | MSS | Panel Surya SWWT | SOF12-100 12V 100AH | Solana | Battery
233 | BY-3087 | MSS | Panel Surya SWWT | SOF12-100 12V 100AH | Solana | Battery
234 | BY-4000 | Admin | Panel Surya Admin |  |  | Battery
235 | BY-4001 | Admin | Panel Surya Admin |  |  | Battery
236 | BY-4002 | Admin | Panel Surya Admin |  |  | Battery
237 | BY-4003 | Admin | Panel Surya Admin |  |  | Battery
238 | BY-5002 | RL-2 | Panel Surya RL-2 | JM12-150 | Kijo | Battery
239 | BY-5003 | RL-3 | Panel Surya RL-3 | JM12-150 | Kijo | Battery
240 | BY-5004 | RL-4 | Panel Surya RL-4 | JM12-150 | Kijo | Battery
241 | BY-5005 | RL-5 | Panel Surya RL-5 | JM12-150 | Kijo | Battery
242 | BY-5006 | RL-6 | Panel Surya RL-6 | JM12-150 | Kijo | Battery
243 | BY-5007 | RL-7 | Panel Surya RL-7 | JM12-150 | Kijo | Battery
244 | BY-5008 | RL-8 | Panel Surya RL-8 | JM12-150 | Kijo | Battery
245 | BY-5009 | RL-9 | Panel Surya RL-9 | JM12-150 | Kijo | Battery
246 | BY-5010 | RL-10 | Panel Surya RL-10 | JM12-150 | Kijo | Battery
247 | BY-5011 | RL-11 | Panel Surya RL-11 | JM12-150 | Kijo | Battery
248 | BY-5012 | RL-12 | Panel Surya RL-12 | JM12-150 | Kijo | Battery
249 | BY-5013 | RL-13 | Panel Surya RL-13 | JM12-150 | Kijo | Battery
250 | BY-5014 | RL-14 | Panel Surya RL-14 | JM12-150 | Kijo | Battery
251 | BY-5015 | RL-15 | Panel Surya RL-15 | JM12-150 | Kijo | Battery
252 | BY-5016 | RL-16 | Panel Surya RL-16 | JM12-150 | Kijo | Battery
253 | BY-5017 | RL-17 | Panel Surya RL-17 | JM12-150 | Kijo | Battery
254 | BY-5018 | RL-18 | Panel Surya RL-18 | JM12-150 | Kijo | Battery
255 | BY-5021 | RL-21 | Panel Surya RL-21 | JM12-150 | Kijo | Battery
256 | BY-5022 | RL-22 | Panel Surya RL-22 | JM12-150 | Kijo | Battery
257 | BY-5023 | RL-23 | Panel Surya RL-23 | JM12-150 | Kijo | Battery
258 | BY-5024 | RL-24 | Panel Surya RL-24 | JM12-150 | Kijo | Battery
259 | BY-5025 | RL-25 | Panel Surya RL-25 | JM12-150 | Kijo | Battery
260 | BY-5026 | RL-26 | Panel Surya RL-26 | JM12-150 | Kijo | Battery
261 | BY-5027 | RL-27 | Panel Surya RL-27 | JM12-150 | Kijo | Battery
262 | BY-5028 | RL-28 | Panel Surya RL-28 | JM12-150 | Kijo | Battery
263 | BY-5029 | RL-29 | Panel Surya RL-29 | JM12-150 | Kijo | Battery
264 | BY-5030 | RL-30 | Panel Surya RL-30 | JM12-151 | Kijo | Battery
265 | BY-5031 | RL-31 | Panel Surya RL-31 | JM12-152 | Kijo | Battery
266 | BY-5032 | RL-32 | Panel Surya RL-32 | JM12-153 | Kijo | Battery
267 | BY-9000 | Timbangan | UPS Timbangan | HR1234W F2 12V 9Ah | CSB | Battery
268 | BY-9001 | Timbangan | UPS Timbangan | HR1234W F2 12V 9Ah | CSB | Battery
Total Equipment |  | 268
Menu

## 13
Equipment List of TRANSFORMER
Note :
C : Critical; S : Safety; E : Environment
NO | TAG NO. | LOCATION | SERVICE | Mfg | S/N | Year | PHASE | KVA | HZ | VOLT |  | AMPERE |  | IMP. | STD | TYPE | VECTOR | OIL DIALA B | TR | PIC | Category |  | COMPLEX GRADE | Price | REMARK
[10 empty] | HV | LV | HV | LV | % |  | OF COOLING | GROUP | (LITER) | WEIGHT |  | Score | Grade |  | USD
1 | TR-M | MSS | Transformer Main | Trafindo |  | 1996 | 3 | 10000 | 50 | 20000 | 6300 | 288.67 | 916.43 | 6.5 | IEC-76 | ONAN | Dyn-5 | 4600 | 23500 |  | 125 | C,S,E | *** | 280000
2 | TR- 1 | MSS | Transformer Utility | Trafindo |  | 1996 | 3 | 2000 | 50 | 6000 | 400 | 192.45 | 2886.75 | 5.5 | IEC-76 | ONAN | Dyn-5 | 1690 | 5550 |  | 25 | C,S | ** | 93333.3333
3 | TR- 2 | LSS | Transformer Process-1 | Trafindo | 9630772 | 1996 | 3 | 2000 | 50 | 6000 | 400 | 192.45 | 2886.75 | 5.5 | IEC-76 | ONAN | Dyn-5 | 1690 | 5550 |  | 5 | C | * | 93333.3333
4 | TR- 3 | LSS | Transformer Process-2 | Trafindo |  | 1996 | 3 | 2000 | 50 | 6000 | 400 | 192.45 | 2886.75 | 5.5 | IEC-76 | ONAN | Dyn-5 | 1690 | 5550 |  | 5 | C | * | 93333.3333
5 | TR- 4 | LAB | Transformer Laborat | Trafindo |  | 1996 | 1 | 40 | 50 | 400 | 220/110 | 100 | 181.81/181.81 | - | IEC-76 | ONAN | Ii-0 | 105 | 325 |  | 5 | C | *
6 | TR- 5 | MSS | Transformer Emergency | Trafindo |  | 1996 | 1 | 50 | 50 | 400 | 230/132 | 72.1 | 125.5 | 3.5 | Class AA | - | - | - | - |  | 25 | C,S | **
7 | TR- 6 | LSS | Transformer Syngas | Trafindo |  | 1996 | 3 | 1000 | 50 | 6000 | 400 | 96.22 | 1443.37 | 5 | IEC-76 | ONAN | Dyn-5 | 975 | 3225 |  | 5 | C | *
8 | TR- 7 | NS | Transformer CO2 plant | Trafindo |  |  | 3 | 2000 | 50 | 6000 | 400 | 192.45 | 2886.75 | 5.5 | IEC-76 | ONAN | Dyn-5 | 1690 | 5550 |  | 5 | C | *
9 | TR- 8 | NS | Transformer Main | B&D | 22F001246 | 2021 | 3 | 5000 | 50 | 20000 | 6300 | 144.34 | 458.21 |  | IEC-60076 | ONAN | Dyn-5 |  | 10961 |  | 5 | C | * |  | B & D Transformer
10 | TR- 9 | NS | Transformer Utility | Trafindo | 123309444 | 2012 | 3 | 1600 | 50 | 6000 | 400 | 146.63 | 2309.4 |  |  | ONAN | Dyn-5 | 1100 | 3880 |  | 5 | C | *
Total | [23 empty] | 560000
Total Equipment |  | 10
Menu

## 12
Equipment List of MOTOR
Note :
[22 empty] | C : Critical; S : Safety; E : Environment | [5 empty] | 2023-12-31 |  | 67.82%
NO | TAG NO. | CUBICLE | SERVICE | Jenis | S/N | Model | P & ID | In | SETTING THERMAL (A) | Breaker Type | Aux | Contactor | Overload | Rpm | Std Vib (m/s2) | Capacity (KW) | Volt | MFG | Installation Date | PIC | Score | Grade | COMPLEX GRADE | REMARK | P & ID | History | Date | Rekomendasi S/D 2023 | TBM | Motor DWG | name plate | Foto | PO
1 | A-011 | MCC-4 | Agitator-Phosphate tank | IM |  |  |  | 0.55 | 0.8 | NS80H MA 2.5 |  |  |  | 1430 | 6.867 | 0.2 | 380 | YASKAWA | [7 empty] | Replace bearing DE/NDE, Replace fan | 2018-04-15 | 2023-12-28 08:00 |  | OK
2 | A-022 | MCC-4 | Agitator-Antiform tank | IM |  |  |  | 0.55 | 1.1 | NS80H MA 2.5 |  |  |  | 1380 | 6.867 | 0.2 | 380 | ABB | [7 empty] | Replace bearing DE/NDE | 2008-02-04 | 2013-10-18 08:00 |  | OK
3 | A-023 | MCC-4 | Agitator-Inhibitor A+B tank | IM |  |  |  | 0.55 | 0.8 | NS80H MA 2.5 |  |  |  | 1430 | 6.867 | 0.2 | 380 | YASKAWA | [11 empty] | OK
4 | A-024 | MCC-4 | Agitator-Inhibitor C+Aeration tank | IM |  |  |  | 1.17 | 1.6 | NS80H MA 2.5 |  |  |  | 1420 | 6.867 | 0.4 | 380 | YASKAWA | [11 empty] | OK
5 | A-102 | MCC-2 | Agitator-D-102 | IM |  |  | P205-10200 | 11.3 | 11 | FHP36015-13M |  |  |  | 1430 | 6.867 | 5.5 | 380 | MEC | [6 empty] | OP-002 |  |  |  |  | OK
6 | A-110 | MCC-2 | Agitator-R-110 | IM |  |  | P205-10200 | 165 | 152 | KAP36250-32M |  |  |  | 980 | 6.867 | 90 | 380 | MEC |  |  | 5 | C | * |  | OP-002 | Replace bearing DE/NDE | 2022-07-26 |  | 2028-04-08 08:00 | OK
7 | A-110-P2 | MCC-2 | LUB OIL FOR A-110 | IM |  |  | P205-10200 | 0.55 | 1 | NS80H MA 2.5 |  |  |  | 1410 | 6.867 | 0.4 | 380 | MEC | [6 empty] | OP-002 | Replace bearing DE/NDE, repair rumah bearing sisi front | 2019-06-21 |  | 2025-03-04 08:00
8 | A-230 | MCC-2 | Agitator-D-230 | IM |  |  | P205-20300 | 7.8 | 9 | FHP36015-13M |  |  |  | 1430 | 6.867 | 3.7 | 380 | MEC | [6 empty] | OP-010 | Replace Motor | 2019-06-11 |  | 2025-02-22 08:00 | OK
9 | A-310 | MCC-3 | Agitator-R-310 | IM |  |  | P205-30100 | 43 | 45 | FHP36100-18M |  |  |  | 1460 | 6.867 | 22 | 380 | MEC |  |  | 5 | C | * |  | OP-011 | Replace bearing DE/NDE | 2020-10-26 |  | 2026-07-10 08:00 | OK
10 | A-311 | MCC-3 | Agitator-R-311 | IM |  |  | P205-30100 | 43 | 45 | FHP36100-18M |  |  |  | 1460 | 6.867 | 22 | 380 | MEC |  |  | 5 | C | * |  | OP-011 | Replace bearing DE/NDE | 2020-10-26 |  | 2026-07-10 08:00 | OK
11 | A-815 | MCC-1B | Agitator-No 1 Clarifire Rake | IM |  |  | P206-80100 | 0.35 | 0.63 | NS80H MA 2.5 |  |  |  | 1410 | 5.6898 | 0.2 | 380 | SUMITOMO | [6 empty] | U07 |  |  |  |  | OK
12 | A-821 | MCC-1B | Agitator-No.2 Clarifire rake | IM |  |  | P206-80200 | 0.55 | 0.63 | NS80H MA 2.5 |  |  |  | 1410 | 5.6898 | 0.2 | 380 | SUMITOMO | [6 empty] | U08 |  |  |  |  | OK
13 | A-833 | MCC-1B | Agitator-Nutrient Dissolving | IM |  |  | P206-80300 | 2.6 | 3.5 | NS80H MA 6.3 |  |  |  | 1440 | 5.6898 | 1.5 | 380 | YASKAWA | [6 empty] | U09 |  |  |  |  | OK
14 | A-834 | MCC-1B | Agitator-No.1 Polymer Dissolving | IM |  |  |  | 0.55 | 0.9 | NS80H MA 2.5 |  |  |  | 1400 | 5.6898 | 0.2 | 380 | ABB | [11 empty] | OK
15 | A-835A | MCC-1B | Agitator-No.2 Polymer Dissolving | IM |  |  |  | 0.55 | 0.9 | NS80H MA 2.5 |  |  |  | 1400 | 5.6898 | 0.2 | 380 | ABB | [11 empty] | OK
16 | A-835B | MCC-1B | Agitator-No.2 Polymer Dissolving | IM |  |  |  | 0.55 | 0.9 | NS80H MA 2.5 |  |  |  | 1400 | 5.6898 | 0.2 | 380 | ABB | [11 empty] | OK
17 | B-011 | SWGR 6KV | Blower-Cobustion Air | IM |  |  |  | 90 | 27.5 |  |  |  |  | 1490 | 10.791 | 260 | 6000 | GEC Alsthom |  |  | 5 | C | * |  |  | Replace bearing DE/NDE | 2020-10-25 |  | 2026-07-09 08:00 | OK
18 | B-011B | MCC-3 | Blower-Cobustion Air | IM | [9 empty] | 2948 |  | 35 | 380 |  |  |  | 5 | C | *
19 | B-012 | SWGR 6KV | Fan-Flue gas | IM |  |  |  | 90 | 27.5 |  |  |  |  | 1490 | 10.791 | 260 | 6000 | GEC Alsthom |  |  | 5 | C | * |  |  | Replace bearing DE/NDE | 2020-10-28 |  | 2026-07-12 08:00 | OK
20 | B-811A | MCC-1A | Blower-Air | IM |  |  | P206-80300 | 33 | 36 | FHP36100-18M |  |  |  | 1450 | 9.4176 | 18.5 | 380 | MEC |  |  | 5 | C | * |  | U09 | Replace bearing DE/NDE | 2021-03-24 |  | 2026-12-06 08:00 | OK
21 | B-811B | MCC-1A | Blower-Air | IM |  |  | P206-80300 | 33 | 36 | FHP36100-18M |  |  |  | 1450 | 9.4176 | 18.5 | 380 | MEC |  |  | 5 | C | * |  | U09 | Replace bearing DE/NDE | 2020-06-16 |  | 2026-02-28 08:00 | OK
22 | B-935A | MCC-1B | Blower-Degasfire | IM |  |  |  | 1.3 | 1.6 | NS80H MA 2.5 |  |  |  | 2850 | 6.9651 | 0.75 | 380 | ABB | [7 empty] | Replace bearing DE/NDE | 2021-05-13 |  | 2027-01-25 08:00 | OK
23 | B-935B | MCC-1B | Blower-Degasfire | IM |  |  |  | 1.3 | 1.6 | NS80H MA 2.5 |  |  |  | 2850 | 6.9651 | 0.75 | 380 | ABB | [7 empty] | Replace bearing DE/NDE | 2021-05-12 |  | 2027-01-24 08:00 | OK
24 | B-939 | MCC-1B | Blower-Neutralization | IM |  |  |  | 11.4 | 13 | NS80H MA 12.5 |  |  |  | 1450 | 4.905 | 5.5 | 380 | ABB | [11 empty] | OK
25 | B-941A | MCC-1B | Fan-Cooling Tower | IM |  |  |  | 141.6 | 160 | KAP36250-30M |  |  |  | 1480 | 9.81 | 75 | 380 | AEG |  |  | 5 | C | * |  |  | Replace motor ex P-0642, winding short | 2019-04-28 |  | 2025-01-09 08:00 | OK
26 | B-941B | MCC-1B | Fan-Cooling Tower | IM |  |  |  | 141.6 | 160 | KAP36250-30M |  |  |  | 1480 | 9.81 | 75 | 380 | AEG |  |  | 5 | C | * |  |  | Replace motor | 2021-07-15 |  | 2027-03-29 08:00 | OK
27 | B-941C | MCC-1B | Fan-Cooling Tower | IM |  |  |  | 134 | [5 empty] | 1484 |  | 75 | 400 | ABB | [12 empty] | OK
28 | B-951 | MCC-1B | Fan-Vent Gas | IM |  |  | P206-85100 | 80.6 | 85 | KAP36250-25M |  |  |  | 1470 | 4.905 | 45 | 380 | MEC |  |  | 5 | C | * |  | U13 | Replace bearing DE/NDE | 2020-04-20 |  | 2026-01-02 08:00 | ok
29 | C-008 | SWGR 6KV | Compressor-NG Booster | IM | T04270101 | HEA-FO |  | 58.3 | [5 empty] | 495 |  | 480 | 6000 | Yaskawa |  |  | 5 | C | * | [6 empty] | OK | OK
30 | C-008-P2 | MCC-3 | Pump-Aux. Lube oil for C-008 | IM | OKO3071 | FEQ-FO |  | 4.7 | [5 empty] | 1430 |  | 2.2 | 380 | Nidec |  |  | 5 | C | * | [7 empty] | OK
31 | C-009 | MCC-4 | Compressor-NG Booster | IM |  |  | P206-96100 | 259 | 250 | LAL36400-36M |  |  |  | 370 | 7.2594 | 145 | 380 | YASKAWA |  |  | 5 | C | * |  | U23 | Replace bearing DE/NDE | 2016-01-26 | 2021-10-09 08:00 |  | OK
32 | C-009-P2 | MCC-4 | Pump-Aux. Lube oil for C-009 | IM |  |  |  | 2.1 | 2.2 | NS80H MA 2.5 |  |  |  | 1430 | 4.905 | 0.75 | 380 | YASKAWA |  |  | 5 | C | * | [6 empty] | OK
33 | C-011/018 | SWGR 6KV | Compressor-H2+SynGas Product | IM |  |  | M323-10160 | 262 | 260 |  |  |  |  | 368 | 8.829 | 2050 | 6000 | TOSHIBA |  |  | 5 | C | * |  | S16 |  |  |  |  | OK
34 | C-011/018-P2 | MCC-4 | Pump-Aux. Lube Oil for C-011/018 | IM |  |  | M323-10160 | 13 | 12 | NS80H MA 12.5 |  |  |  | 1440 | 4.7088 | 5.5 | 380 | TOSHIBA |  |  | 5 | C | * |  | S16 |  |  |  |  | OK
35 | C-011/018-Z1 | MCC-4 | Motor Bearing for C-011/018 | IM |  |  | M323-10160 | 7.6 | 9 | FHP36015-13M |  |  |  | 1430 | 4.7088 | 3.7 | 380 | TOSHIBA |  |  | 5 | C | * |  | S16 |  |  |  |  | OK
36 | C-012 | SWGR 6KV | Compressor-CO2 Recycle | IM |  |  |  | 30 | 30 |  |  |  |  | 493 | 6.867 | 220 | 6000 | TOSHIBA |  |  | 5 | C | * | [6 empty] | OK
37 | C-012-P2 | MCC-4 | Pump-Aux. Lube Oil for C-012 | IM |  |  |  | 2.6 | 4 | NS80H MA 6.3 |  |  |  | 1440 | 4.905 | 1.5 | 380 | TOSHIBA |  |  | 5 | C | * | [6 empty] | OK
38 | C-112 | MCC-3 | Compressor-Oxo recycle | IM |  |  | P205-10200 | 130 | 135 |  |  |  |  | 2960 | 17.658 | 75 | 380 | MEC |  |  | 5 | C | * |  | OP-002 | Replace bearing DE/NDE | 2021-01-15 |  | 2026-09-29 08:00 | OK
39 | C-112-X | MCC-2 | Pump-Aux. Lube oil for C-112 | IM |  |  | P205-10200 | 2.1 | 1.9 | NS80H MA 2.5 |  |  |  | 1400 | 4.7088 | 0.75 | 380 | MEC | [6 empty] | OP-002 | Replace bearing DE/NDE | 2022-07-27 |  | 2028-04-09 08:00 | OK
40 | C-150 | MCC-2 | Compressor-Oxo Waste Gas | IM |  |  | P205-10600 | 220 | 225 |  |  |  |  | 492 | 9.81 | 100 | 380 | TOSHIBA |  |  | 5 | C | * |  | OP-006 |  |  |  |  | OK
41 | C-150-P2 | MCC-2 | Pump- Aux. lub oil for C-150 | IM |  |  | P205-10600 | 2.6 | 3.5 | NS80H MA 6.3 |  |  |  | 1440 | 5.6898 | 1.5 | 380 | TOSHIBA | [6 empty] | OP-006 |  |  |  |  | OK
42 | C-412 | SWGR 6KV | Compressor-H2 Gas Recycle | IM |  |  |  | 76 | 50 |  |  |  |  | 493 | 11.772 | 570 | 6000 | TOSHIBA |  |  | 5 | C | * | [6 empty] | OK
43 | C-412-P2 | MCC-3 | Pump-Aux. Lube Oil for C-412 | IM |  |  |  | 3.8 | 4 | NS80H MA 6.3 |  |  |  | 1440 | 4.7088 | 1.5 | 380 | TOSHIBA | [11 empty] | OK
44 | C-717 |  | Propylene recovery | IM | [9 empty] | 1450 |  | 30 | 380 | Blackmer
45 | C-991A | MCC-1A | Compressor-Air | IM |  |  |  |  | - |  |  |  |  | 1485 | 19.62 | 90 | 380 | Schorch |  |  | 5 | C | * |  |  | Replace bearing DE/NDE | 2019-05-28 |  | 2025-02-08 08:00
46 | C-991B | MCC-3 | Compressor-Air | IM |  |  |  |  | - | LAL36400-33M |  |  |  | 1492 | 19.62 | 90 | 380 | SIEMENS |  |  | 5 | C | *
47 | C-991-F1 | MCC-1A | Fan-for compressor C-991A | IM |  |  |  |  | - | [21 empty] | OK
48 | C-991-F2 | MCC-3 | Fan-for compressor C-991B | IM |  |  |  |  | - |  |  |  |  | 940 | 4.905 | 2.2 | 380 | SIEMENS
49 | D-941 | MCC-1B | Filter-Cooling water | IM |  |  |  |  | - | NS80H MA 2.5 |  |  |  | 1400 |  | 0.25 | 380
50 | E-018A | MCC-4 | Fan-Air Cooler | IM |  |  |  | 15 | 36 | NS80H MA 50 |  |  |  | 1475 | 7.4556 | 15 | 380 | Brook Crompt. | [7 empty] | Replace bearing DE/NDE | 2017-12-09 | 2023-08-23 08:00 |  | OK
51 | E-018B | MCC-4 | Fan-Air Cooler | IM |  |  |  | 15 | 36 | NS80H MA 50 |  |  |  | 1475 | 7.4556 | 15 | 380 | Brook Crompt. | [7 empty] | Replace motor | 2021-01-06 |  | 2026-09-20 08:00 | OK
52 | E-018C | MCC-4 | Fan-Air Cooler | IM | [9 empty] | 1440 |  | 7.5 | 380 | [8 empty] | Replace bearing DE/NDE | 2022-06-06 |  | 2028-02-18 08:00 | OK
53 | E-018D | MCC-4 | Fan-Air Cooler | IM | [9 empty] | 1440 |  | 7.5 | 380 | [8 empty] | Replace bearing DE/NDE | 2022-06-05 |  | 2028-02-17 08:00 | OK
54 | E-115/143A | MCC-2 | Fan-Recycle Oxo Gas/Cat Cooler | IM |  |  | P205-10200 | 57 | 65 | FHP36100-18M |  |  |  | 1465 | 7.6518 | 30 | 380 | Brook Hansen | [6 empty] | OP-002, OP-005 | Replace Motor | 2019-11-12 |  | 2025-07-26 08:00 | OK
55 | E-115/143B | MCC-2 | Fan-Recycle Oxo Gas/Cat Cooler | IM |  |  | P205-10200 | 57 | 65 | FHP36100-18M |  |  |  | 1465 | 7.6518 | 30 | 380 | Brook Hansen | [6 empty] | OP-002, OP-005 | Replace Motor | 2020-02-21 |  | 2025-11-04 08:00 | OK
56 | E-118A | MCC-2 | Fan-R-110 Hot Water cooler | IM |  |  | P205-10200 | 76 | 78 | FHP36100-18M |  |  |  | 980 | 6.7689 | 37 | 380 | Brook Hansen | [6 empty] | OP-002 | Replace Motor | 2019-12-23 |  | 2025-09-05 08:00 | OK
57 | E-118B | MCC-2 | Fan-R-110 Hot Water cooler | IM |  |  | P205-10200 | 76 | 78 | FHP36100-18M |  |  |  | 980 | 6.7689 | 37 | 380 | Brook Hansen | [6 empty] | OP-002 | Replace Motor | 2021-03-19 |  | 2026-12-01 08:00 | OK
58 | E-118C | MCC-2 | Fan-R-110 Hot Water cooler | IM |  |  | P205-10200 | 76 | 78 | FHP36100-18M |  |  |  | 980 | 6.7689 | 37 | 380 | Brook Hansen | [6 empty] | OP-002 | Replace Motor | 2020-01-02 |  | 2025-09-15 08:00 | OK
59 | E-118D | MCC-2 | Fan-R-110 Hot Water cooler | IM |  |  | P205-10200 | 76 | 78 | FHP36100-18M |  |  |  | 980 | 6.7689 | 37 | 380 | Brook Hansen | [6 empty] | OP-002 | Replace Motor | 2020-02-04 |  | 2025-10-18 08:00 | OK
60 | E-145A | MCC-2 | Fan-T-140 Condenser | IM |  |  | P205-10500 | 76 | 77 | FHP36100-18M |  |  |  | 980 | 6.7689 | 37 | 380 | Brook Hansen | [6 empty] | OP-005 | Replace Motor | 2019-05-29 |  | 2025-02-09 08:00 | OK
61 | E-145B | MCC-2 | Fan-T-140 Condenser | IM |  |  | P205-10500 | 76 | 75 | FHP36100-18M |  |  |  | 980 | 6.7689 | 37 | 380 | Brook Hansen | [5 empty] | Pitch control | OP-005 | Replace Motor | 2020-01-06 |  | 2025-09-19 08:00 | OK
62 | E-145C | MCC-2 | Fan-T-140 Condenser | IM |  |  | P205-10500 | 76 | 75 | FHP36100-18M |  |  |  | 980 | 6.7689 | 37 | 380 | Brook Hansen | [6 empty] | OP-005 | Replace Motor | 2022-01-12 |  | 2027-09-26 08:00 | OK
63 | E-145D | MCC-2 | Fan-T-140 Condenser | IM |  |  | P205-10500 | 76 | 77 | FHP36100-18M |  |  |  | 980 | 6.7689 | 37 | 380 | Brook Hansen | [5 empty] | Pitch control | OP-005 | Replace Motor | 2020-01-08 |  | 2025-09-21 08:00 | OK
64 | E-145E | MCC-3 | Fan-Air Cooler | IM |  |  | P205-10500 | [6 empty] | 985 | 6.7689 | 37 | 380 | [7 empty] | OP-005 | Replace bearing DE/NDE | 2020-02-24 |  | 2025-11-07 08:00 | OK
65 | E-145F | MCC-3 | Fan-Air Cooler | IM |  |  | P205-10500 | [6 empty] | 985 | 6.7689 | 37 | 380 | [7 empty] | OP-005 | Replace bearing DE/NDE | 2020-02-26 |  | 2025-11-09 08:00 | OK
66 | E-165A | MCC-2 | Fan-T-160 Condenser | IM |  |  | P205-10700 | 57 | 60 | FHP36100-18M |  |  |  | 1465 | 8.3385 | 30 | 380 | Brook Hansen | [6 empty] | OP-007 | Replace Motor | 2019-09-16 |  | 2025-05-30 08:00 | OK
67 | E-165B | MCC-2 | Fan-T-160 Condenser | IM |  |  | P205-10700 | 57 | 60 | FHP36100-18M |  |  |  | 1465 | 9.6138 | 30 | 380 | Brook Hansen | [5 empty] | Pitch control | OP-007 | Replace bearing DE/NDE | 2019-12-09 |  | 2025-08-22 08:00 | OK
68 | E-165C | MCC-2 | Fan-T-160 Condenser | IM |  |  | P205-10700 | 57 | 60 | FHP36100-18M1253 100A |  |  |  | 1465 | 9.6138 | 30 | 380 | Brook Hansen | [6 empty] | OP-007 | Replace bearing DE/NDE | 2019-12-19 |  | 2025-09-01 08:00 | OK
69 | E-165D | MCC-2 | Fan-T-160 Condenser | IM |  |  | P205-10700 | 57 | 60 | FHP36100-18M |  |  |  | 1465 | 9.6138 | 30 | 380 | Brook Hansen | [5 empty] | Pitch control | OP-007 | Replace Motor | 2019-12-16 |  | 2025-08-29 08:00 | OK
70 | E-165E | MCC-2 | Fan-T-160 Condenser | IM |  |  | P205-10700 |  | 60 | FHP36100-18M |  |  |  | 1465 | 9.6138 | 30 | 380 | Brook Hansen | [6 empty] | OP-007 | Replace Motor | 2019-07-31 |  | 2025-04-13 08:00 | OK
71 | E-165F | MCC-2 | Fan-T-160 Condenser | IM |  |  | P205-10700 | 57 | 60 | FHP36100-18M |  |  |  | 1465 | 9.6138 | 30 | 380 | Brook Hansen | [5 empty] | Pitch control | OP-007 | Replace Motor | 2019-07-02 |  | 2025-03-15 08:00 | OK
72 | E-165G | MCC-2 | Fan-T-160 Condenser | IM |  |  | P205-10700 | 57 | 60 | FHP36100-18M |  |  |  | 1465 | 9.6138 | 30 | 380 | Brook Hansen | [6 empty] | OP-007 | Replace Motor | 2019-01-15 |  | 2024-09-28 08:00 | OK
73 | E-165H | MCC-2 | Fan-T-160 Condenser | IM |  |  | P205-10700 | 57 | 60 | FHP36100-18M |  |  |  | 1465 | 9.6138 | 30 | 380 | Brook Hansen | [5 empty] | Pitch control | OP-007 | Replace Motor short | 2019-02-15 |  | 2024-10-29 08:00 | OK
74 | E-165I | MCC-3 | Fan-Air Cooler | IM |  |  | P205-10700 | [6 empty] | 960 | 9.6138 | 30 | 380 | [7 empty] | OP-007 | Replace bearing DE/NDE | 2020-02-17 |  | 2025-10-31 08:00 | OK
75 | E-165J | MCC-3 | Fan-Air Cooler | IM |  |  | P205-10700 | [6 empty] | 960 | 9.6138 | 30 | 380 | [7 empty] | OP-007 | Replace bearing DE/NDE | 2020-02-14 |  | 2025-10-28 08:00 | OK
76 | E-414A | MCC-3 | Fan-R-410 solvent cooler | IM |  |  |  | 28 | 30 | NS80H MA 50 |  |  |  | 1475 | 6.867 | 15 | 380 | Brook Crompt. | [7 empty] | Replace bearing DE/NDE | 2019-10-22 |  | 2025-07-05 08:00 | OK
77 | E-414B | MCC-3 | Fan-R-410 solvent cooler | IM |  |  |  | 28 | 30 | NS80H MA 50 |  |  |  | 1475 | 6.867 | 15 | 380 | Brook Crompt. | [7 empty] | Replace bearing DE/NDE | 2019-10-29 |  | 2025-07-12 08:00 | OK
78 | E-418A | MCC-3 | Fan-Recycle H2 Cooler | IM |  |  | P205-50100 | 35 | 35 | NS80H MA 50 |  |  |  | 1465 | 8.3385 | 18.5 | 380 | Brook Crompt. | [6 empty] | OP19 | Replace bearing DE/NDE | 2019-11-25 |  | 2025-08-08 08:00 | OK
79 | E-418B | MCC-3 | Fan-Recycle H2 Cooler | IM |  |  | P205-50100 | 35 | 35 | NS80H MA 50 |  |  |  | 1465 | 8.3385 | 18.5 | 380 | Brook Crompt. | [6 empty] | OP19 | Replace bearing DE/NDE | 2019-11-27 |  | 2025-08-10 08:00 | OK
80 | E-425A | MCC-3 | Fan-T420 Condenser | IM |  |  |  | 28 | 36 | NS80H MA 50 |  |  |  | 1475 | 6.867 | 15 | 380 | Brook Crompt. | [5 empty] | Pitch control |  | Replace bearing DE/NDE | 2019-11-19 |  | 2025-08-02 08:00 | OK
81 | E-425B | MCC-3 | Fan-T420 Condenser | IM |  |  |  | 28 | 36 | NS80H MA 50 |  |  |  | 1475 | 6.867 | 15 | 380 | Brook Crompt. | [7 empty] | Replace bearing DE/NDE | 2019-11-05 |  | 2025-07-19 08:00 | OK
82 | E-437A | MCC-3 | Fan-T-430 Distillate cooler | IM |  |  |  | 13.1 | 10.5 | NS80H MA 12.5 |  |  |  | 730 | 8.0442 | 5.5 | 380 | Brook Crompt. | [7 empty] | Replace bearing DE/NDE | 2020-01-28 |  | 2025-10-11 08:00 | OK
83 | E-437B | MCC-3 | Fan-T-430 Distillate cooler | IM |  |  |  | 13.1 | 10.5 | NS80H MA 12.5 |  |  |  | 730 | 8.0442 | 5.5 | 380 | Brook Crompt. | [7 empty] | Replace bearing DE/NDE | 2020-01-30 |  | 2025-10-13 08:00 | OK
84 | E-437C | MCC-3 | Fan-T-430 Distillate cooler | IM |  |  |  | 13.1 | 10.5 | NS80H MA 12.5 |  |  |  | 730 | 8.0442 | 5.5 | 380 | Brook Crompt. | [7 empty] | Replace bearing DE/NDE | 2020-02-03 |  | 2025-10-17 08:00 | OK
85 | E-525A | MCC-3 | Fan-T-520/T-530 Condenser | IM |  |  | P205-50200 | 13.1 | 12 | NS80H MA 12.5 |  |  |  | 730 | 8.0442 | 5.5 | 380 | Brook Crompt. | [5 empty] | Pitch control | OP20 |  |  |  |  | OK
86 | E-525B | MCC-3 | Fan-T-520/T-530 Condenser | IM |  |  | P205-50200 | 13.1 | 12 | NS80H MA 12.5 |  |  |  | 730 | 8.0442 | 5.5 | 380 | Brook Crompt. | [6 empty] | OP20 | Replace bearing DE/NDE | 2020-03-02 |  | 2025-11-14 08:00 | OK
87 | E-525C | MCC-3 | Fan-T-520/T-530 Condenser | IM |  |  | P205-50200 | 13.1 | 12 | NS80H MA 12.5 |  |  |  | 730 | 8.0442 | 5.5 | 380 | Brook Crompt. | [5 empty] | Pitch control | OP20 | Replace bearing DE/NDE | 2020-03-04 |  | 2025-11-16 08:00 | OK
88 | E-535A | MCC-3 | Fan-T-530 Condenser | IM |  |  | P205-50300 | 13.1 | 12.5 | NS80H MA 12.5 |  |  |  | 730 | 8.0442 | 5.5 | 380 | Brook Crompt. | [5 empty] | Pitch control | OP21 | Replace bearing DE/NDE | 2020-03-09 |  | 2025-11-21 08:00 | OK
89 | E-535B | MCC-3 | Fan-T-530 Condenser | IM |  |  | P205-50300 | 13.1 | 12.5 | NS80H MA 12.5 |  |  |  | 730 | 8.0442 | 5.5 | 380 | Brook Crompt. | [6 empty] | OP21 | Replace bearing DE/NDE | 2020-03-11 |  | 2025-11-23 08:00 | OK
90 | E-535C | MCC-3 | Fan-T-530 Condenser | IM |  |  | P205-50300 | 13.1 | 12.5 | NS80H MA 12.5 |  |  |  | 730 | 8.0442 | 5.5 | 380 | Brook Crompt. | [5 empty] | Pitch control | OP21 | Replace motor | 2020-03-16 |  | 2025-11-28 08:00 | OK
91 | E-625A | MCC-3 | Fan-T-620 Condenser | IM |  |  | P205-60200 | 57 | 60 | FHP36100-18M |  |  |  | 1465 | 6.867 | 30 | 380 | Brook Hansen | [5 empty] | Pitch control | OP25 | Replace Motor | 2019-10-15 |  | 2025-06-28 08:00 | OK
92 | E-625B | MCC-3 | Fan-T-620 Condenser | IM |  |  | P205-60200 | 57 | 60 | NS80H MA 12.5 |  |  |  | 1465 | 6.867 | 30 | 380 | Brook Hansen | [6 empty] | OP25 | Replace Motor | 2020-01-16 |  | 2025-09-29 08:00 | OK
93 | E-922A | MCC-1B | Fan-D-922 vent condenser | IM |  |  | P206-92200 | 22 | 24.5 | NS80H MA 25 |  |  |  | 1470 | 6.867 | 11 | 380 | Brook Crompt. |  |  | 5 | C | * |  | U15 | Replace Motor | 2022-07-12 |  | 2028-03-25 08:00 | OK
94 | E-922B | MCC-1B | Fan-D-922 vent condenser | IM |  |  | P206-92200 | 22 | 23 | NS80H MA 25 |  |  |  | 1470 | 6.867 | 11 | 380 | Brook Crompt. |  |  | 5 | C | * |  | U15 | Replace bearing DE/NDE | 2018-12-10 |  | 2024-08-23 08:00 | OK
95 | F-240 | MCC-2 | Filter-Cat Centrifugal | IM |  |  | P205-20300 | 11.3 | 13 | FHP36015-13M |  |  |  | 1450 | 4.905 | 5.5 | 380 | MEC |  |  | 5 | C | * |  | OP-010 |  |  |  |  | OK
96 | P-011A | MCC-4 | Pump-Phosphate | IM |  |  |  | 0.76 | 1.6 | NS80H MA 2.5 |  |  |  | 1355 | 4.905 | 0.37 | 380 | SIEMENS | [7 empty] | Replace bearing DE/NDE | 2021-04-20 |  | 2027-01-02 08:00 | OK
97 | P-011B | MCC-4 | Pump-Phosphate | IM |  |  |  | 0.76 | 1.6 | NS80H MA 2.5 |  |  |  | 1355 | 4.905 | 0.37 | 380 | SIEMENS | [7 empty] | Replace bearing DE/NDE | 2021-04-28 |  | 2027-01-10 08:00 | OK
98 | P-021A | MCC-4 | Pump-main solution | IM | [5 empty] | KAP36250-26M |  |  |  | 2955 | 26.2908 | 75 | 380 | Teco |  |  | 5 | C | * |  |  | Rewinding | 2019-03-20 |  | 2024-12-01 08:00 | OK
99 | P-021B | MCC-4 | Pump-main solution | IM | [5 empty] | KAP36250-26M |  |  |  | 2955 | 26.2908 | 75 | 380 | Teco |  |  | 5 | C | * |  |  | Install baru | 2009-06-27 | 2015-03-11 08:00
100 | P-022A | MCC-4 | Pump-Stripper Reflux | CAN |  |  |  | 5.5 | 6 | NS80H MA 6.3 |  |  |  | 2860 | 8 | 2.2 | 380 | Teikoku Electric. | [11 empty] | OK
101 | P-022B | MCC-4 | Pump-Stripper Reflux | CAN |  |  |  | 5.5 | 6 | NS80H MA 6.3 |  |  |  | 2860 | 8 | 2.2 | 380 | Teikoku Electric. | [11 empty] | OK
102 | P-023 | MCC-4 | Pump-Mea Make up | CAN |  |  | P206-01500 | 23 | 25 | NS80H MA 25 |  |  |  | 2920 | 7 | 11 | 380 | Teikoku Electric. | [6 empty] | S23 |  |  |  |  | OK
103 | P-024 | MCC-4 | Pump-Inhibitor A+B | CAN |  |  | P206-01400 | 3.8 | 4 | NS80H MA 6.3 |  |  |  | 2870 | 8 | 1.5 | 380 | Teikoku Electric. | [6 empty] | S22 |  |  |  |  | OK
104 | P-025A | MCC-4 | Pump-Filter | CAN |  |  | P206-01400 | 5.5 | 12 | NS80H MA 12.5 |  |  |  | 2910 | 6 | 5.5 | 380 | Teikoku Electric. | [6 empty] | S22 |  |  |  |  | OK
105 | P-025B | MCC-4 | Pump-Filter | CAN |  |  | P206-01400 | 5.5 | 12 | NS80H MA 12.5 |  |  |  | 2910 | 6 | 5.5 | 380 | Teikoku Electric. | [5 empty] | Pompa tidak ada | S22 |  |  |  |  | OK
106 | P-027A | MCC-4 | Pump-Filter | CAN |  |  | P206-01400 | 5.5 | 12 | NS80H MA 12.5 |  |  |  | 2910 | 6 | 5.5 | 380 | Teikoku Electric. | [5 empty] | Dari P-025B | S22 |  |  |  |  | OK
107 | P-027B | MCC-4 | Pump-Filter | IM |  | 100L-08 | [9 empty] | 1.1 | 380 | WEG | 2024-10-28 | [10 empty] | OK
108 | P-026 | MCC-4 | Pump-Antiform | IM |  |  | P206-01400 | 0.55 | 1 | NS80H MA 2.5 |  |  |  | 1400 | 4.905 | 0.25 | 380 | Teikoku Electric. | [6 empty] | S22 |  |  |  |  | OK
109 | P-102 | MCC-2 | Pump-Oxo cat feed | IM |  |  | P205-10200 | 0.76 | 1 | NS80H MA 2.5 |  |  |  | 1355 | 5.1012 | 0.37 | 380 | SIEMENS | [6 empty] | OP-002 |  |  |  |  | OK
110 | P-110A | MCC-2 | Pump-Seal water | CAN |  |  |  | 9.4 | 8 | FHP36015-13M |  |  |  | 3000 | 6.867 | 3.7 | 380 | Teikoku Electric. | 2022 | [10 empty] | OK
111 | P-110B | MCC-2 | Pump-Seal water | CAN |  |  |  | 9.4 | 8 | FHP36015-13M |  |  |  | 3000 | 6.867 | 3.7 | 380 | Teikoku Electric. | [11 empty] | OK
112 | P-117 | MCC-2 | Pump-Oxo Cat | CAN |  |  | P205-70100 | 23 | 24 |  |  |  |  | 2900 | 7 | 11 | 380 | Teikoku Electric. | [6 empty] | OP28 |  |  |  |  | OK
113 | P-118A | MCC-2 | Pump-Hot Water | IM |  |  | P205-10200 | 230 | 237 | LAL36400-35M |  |  |  | 1485 | 17.658 | 132 | 380 | SIEMENS |  |  | 5 | C | * |  | OP-002 |  |  |  |  | OK
114 | P-118B | MCC-2 | Pump-Hot Water | IM |  |  | P205-10200 | 230 | 235 | LAL36400-35M |  |  |  | 1485 | 17.658 | 132 | 380 | SIEMENS |  |  | 5 | C | * |  | OP-002 |  |  |  |  | OK
115 | P-121A | MCC-2 | Pump-T-120 Feed | CAN |  |  | P205-10200 | 90 | 95 | KAP36250-25M1253 250A |  |  |  | 2900 | 10 | 45 | 380 | Teikoku Electric. | [6 empty] | OP-002 | Install baru | 2014-05-06 | 2020-01-18 08:00 |  | OK
116 | P-121B | MCC-2 | Pump-T-120 Feed | CAN |  |  | P205-10200 | 90 | 97 | KAP36250-25M1253 250A |  |  |  | 2900 | 10 | 45 | 380 | Teikoku Electric. | [6 empty] | OP-002 |  |  |  |  | OK
117 | P-142A | MCC-2 | Pump-T-140 bottom | IM |  |  | P205-10500 | 186 | 200 |  |  |  |  | 2980 | 11.772 | 110 | 380 | SIEMENS | [6 empty] | OP-005 | Replace bearing DE/NDE | 2019-07-04 |  | 2025-03-17 08:00 | OK
118 | P-142B | MCC-2 | Pump-T-140 bottom | IM |  |  | P205-10500 | 186 | 200 | LAL36400-33M |  |  |  | 2980 | 11.772 | 110 | 380 | SIEMENS | [6 empty] | OP-005 | Replace bearing DE/NDE | 2020-06-05 |  | 2026-02-17 08:00 | OK
119 | P-142C | MCC-3 | Pump-T-140 bottom | IM | 800032359511/001 | 1MB0063-2DA0 3-3AA4-Z 280S IMB3 | P205-10500 | 135 | [5 empty] | 2980 | 11.772 | 75 | 380 | SIEMENS | 2024-06-10 | [10 empty] | OK
120 | P-145A | MCC-2 | Pump-T-140 reflux | CAN |  |  | P205-10500 | 55 | 59 | FHP36100-18M |  |  |  | 2900 | 9 | 26 | 380 | Teikoku Electric. | [6 empty] | OP-005 |  |  |  |  | OK
121 | P-145B | MCC-2 | Pump-T-140 reflux | CAN |  |  | P205-10500 | 55 | 59 | FHP36100-18M |  |  |  | 2900 | 9 | 26 | 380 | Teikoku Electric. | [6 empty] | OP-005 |  |  |  |  | OK
122 | P-147A | MCC-2 | Pump-T-160 Feed | CAN |  |  | P205-70100 | 23 | 26 | NS80H MA 25 |  |  |  | 2900 | 7 | 11 | 380 | Teikoku Electric. | [6 empty] | OP28 |  |  |  |  | OK
123 | P-147B | MCC-2 | Pump-T-160 Feed | CAN |  |  | P205-70100 | 23 | 25 | NS80H MA 25 |  |  |  | 2900 | 7 | 11 | 380 | Teikoku Electric. | [6 empty] | OP28 |  |  |  |  | OK
124 | P-162A | MCC-2 | Pump-R-110 Recycle NBD | IM |  |  | P205-10700 | 194 | 200 | LAL36400-35M |  |  |  | 1485 | 17.658 | 110 | 380 | SIEMENS |  |  | 5 | C | * |  | OP-007 | Rewinding + Replace bearing | 2017-02-03 | 2022-10-18 08:00 |  | OK
125 | P-162B | MCC-2 | Pump-R-110 Recycle NBD | IM |  |  | P205-10700 | 194 | 198 | LAL36400-35M |  |  |  | 1485 | 17.658 | 110 | 380 | SIEMENS |  |  | 5 | C | * |  | OP-007 | Replace bearing DE/NDE | 2020-07-21 |  | 2026-04-04 08:00 | OK
126 | P-163 | MCC-2 | Pump-T-160 Bottom | IM |  |  | P205-10700 | 194 | 200 | LAL36400-35M |  |  |  | 1485 | 17.658 | 110 | 380 | SIEMENS |  |  | 5 | C | * |  | OP-007 | Replace bearing DE/NDE | 2019-05-10 |  | 2025-01-21 08:00 | OK
127 | P-165A | MCC-2 | Pump-T-160 Reflux | CAN |  |  | P205-10700 | 55 | 58 | FHP36100-18M |  |  |  | 2900 | 9 | 26 | 380 | Teikoku Electric. | [6 empty] | OP-007 |  |  |  |  | OK
128 | P-165B | MCC-2 | Pump-T-160 Reflux | CAN |  |  | P205-10700 | 55 | 58 | FHP36100-18M |  |  |  | 2900 | 9 | 26 | 380 | Teikoku Electric. | [6 empty] | OP-007 |  |  |  |  | OK
129 | P-167A | MCC-2 | Pump-NBD | CAN |  |  | P205-70100 | 23 | 25 | NS80H MA 25 |  |  |  | 2900 | 7 | 11 | 380 | Teikoku Electric. | [6 empty] | OP28 |  |  |  |  | OK
130 | P-167B | MCC-2 | Pump-NBD | CAN |  |  | P205-70100 | 23 | 25 | NS80H MA 25 |  |  |  | 2900 | 7 | 11 | 380 | Teikoku Electric. | [6 empty] | OP28 |  |  |  |  | OK
131 | P-169A | MCC-2 | Pump-NBD | CAN |  |  | P205-70100 | 6.6 | 14 | NS80H MA 25 |  |  |  | 2900 | 6 | 6.6 | 380 | Teikoku Electric. | [6 empty] | OP28 |  |  |  |  | OK
132 | P-169B | MCC-2 | Pump-IBD | CAN |  |  | P205-70100 | 6.6 | 14 | NS80H MA 25 |  |  |  | 2900 | 6 | 6.6 | 380 | Teikoku Electric. | [6 empty] | OP28 |  |  |  |  | OK
133 | P-212 | MCC-2 | Pump-T-210 Bottom | CAN |  |  | P205-20100 | 23 | 23 | FHP36030-15M |  |  |  | 2900 | 7 | 11 | 380 | Teikoku Electric. | [6 empty] | OP-008 |  |  |  |  | OK
134 | P-215 | MCC-2 | Pump-T-210 Reflux | CAN |  |  | P205-20100 | 5.5 | 5.8 | NS80H MA 6.3 |  |  |  | 2900 | 6 | 2.2 | 380 | Teikoku Electric. | [6 empty] | OP-008 |  |  |  |  | OK
135 | P-217A | MCC-2 | Pump-TOL | CAN |  |  | P205-70200 | 7.5 | 7.8 |  |  |  |  | 2900 | 6 | 3 | 380 | Teikoku Electric. | [6 empty] | OP29 |  |  |  |  | OK
136 | P-217B | MCC-1B | Pump-TOL | CAN | [10 empty] | 6
137 | P-222 | MCC-2 | Pump-T-220 Bottom | CAN |  |  | P205-20200 | 23 | 24 | FHP36030-15M |  |  |  | 2900 | 7 | 11 | 380 | Teikoku Electric. | [6 empty] | OP-009 |  |  |  |  | OK
138 | P-222B | MCC-2 | Pump-T-220 Bottom | CAN | Prod No. FT-1629A | F41-416J4BM | P205-20200 | 23 | [7 empty] | 11 | 380 | Teikoku Electric. | 2024-10-30 | [5 empty] | OP-009 |  |  |  |  | OK | OK
139 | P-225 | MCC-2 | Pump-T-220 Reflux | CAN |  |  | P205-20200 | 5.5 | 5.6 | NS80H MA 6.3 |  |  |  | 2900 | 6 | 2.2 | 380 | Teikoku Electric. | [6 empty] | OP-009 |  |  |  |  | OK
140 | P-226 | MCC-2 | Pump-T-220 Water | CAN |  |  | P205-20200 | 3.3 | 3.5 | NS80H MA 6.3 |  |  |  | 2900 | 6 | 1.1 | 380 | Teikoku Electric. | [6 empty] | OP-009 |  |  |  |  | OK
141 | P-230A | MCC-2 | Pump-D-230 Seal water | CAN |  | F60 3215N4BI-0204I-F1 BV |  | 5.44 | 7.5 | NS80H MA 12.5 |  |  |  | 3000 | 6.6708 | 3.7 | 380 | Teikoku Electric. | 2022 | [6 empty] | Ganti motor baru | 2022-07-13 |  | 2028-03-26 08:00 | OK
142 | P-230B | MCC-2 | Pump-D-230 Seal water | CAN |  |  |  | 5.44 | 7.5 | NS80H MA 12.5 |  |  |  | 3000 | 6.6708 | 3.2 | 380 | Teikoku Electric. | [11 empty] | OK
143 | P-231 | MCC-2 | Pump-D-230 Feed | IM |  |  | P205-20300 | 0.66 | 1.5 | NS80H MA 2.5 |  |  |  | 1355 | 4.7088 | 0.37 | 380 | SIEMENS | [6 empty] | OP-010 | Replace bearing DE/NDE | 2019-06-11 |  | 2025-02-22 08:00 | OK
144 | P-233 | MCC-2 | Pump-IPA Solution | IM |  |  | P205-20300 | 2.38 | 3.25 | NS80H MA 6.3 |  |  |  | 1405 | 5.1012 | 1.35 | 380 | SIEMENS | [6 empty] | OP-010 | Repair Bearing Housing | 2018-05-21 |  | 2024-02-02 08:00 | OK
145 | P-237 | MCC-2 | Pump-IPA | CAN |  |  | P205-20300 | 3.3 | 3.25 | NS80H MA 6.3 |  |  |  | 2900 | 6 | 1.1 | 380 | Teikoku Electric. | [6 empty] | OP-010 |  |  |  |  | OK
146 | P-243 | MCC-2 | Pump-Recovered Cat | CAN |  |  | P205-20300 | 3.3 | 3.4 | NS80H MA 6.3 |  |  |  | 2900 | 6 | 1.1 | 380 | Teikoku Electric. | [6 empty] | OP-010 |  |  |  |  | OK
147 | P-251 | MCC-2 | Pump-T-250 Feed | CAN |  |  | P205-20300 | 3.3 | 3.5 | NS80H MA 6.3 |  |  |  | 2900 | 6 | 1.1 | 380 | Teikoku Electric. | [6 empty] | OP-010 |  |  |  |  | OK
148 | P-252 | MCC-2 | Pump-T-250 Bottom | CAN |  |  | P205-20300 | 16 | 17 | FHP36030-15M |  |  |  | 2900 | 6 | 6.6 | 380 | Teikoku Electric. | [6 empty] | OP-010 |  |  |  |  | OK
149 | P-255 | MCC-2 | Pump-T-250 Reflux | CAN |  |  | P205-20300 | 3.3 | 3.5 | NS80H MA 6.3 |  |  |  | 2900 | 6 | 1.1 | 380 | Teikoku Electric. | [6 empty] | OP-010 |  |  |  |  | OK
150 | P-257 | MCC-2 | Pump-TK-251 Discharge | CAN |  |  | P205-70200 | 3 | 3 | NS80H MA 6.3 |  |  |  | 2900 | 6 | 1.1 | 380 | Teikoku Electric. | [6 empty] | OP29 |  |  |  |  | OK
151 | P-312A | MCC-3 | Pump-NaOH Recycle | CAN |  |  | P205-30100 | 15 | 13 | FHP36015-13M |  |  |  | 2900 | 6 | 5.5 | 380 | Teikoku Electric. | [6 empty] | OP-011 |  |  |  |  | OK
152 | P-312B | MCC-3 | Pump-NaOH Recycle | CAN |  |  | P205-30100 | 15 | 13 | FHP36015-13M |  |  |  | 2900 | 6 | 5.5 | 380 | Teikoku Electric. | [6 empty] | OP-011 |  |  |  |  | OK
153 | P-321A | MCC-3 | Pump-T-320 Feed | CAN |  |  | P205-30100 | 5.5 | 5.7 | NS80H MA 6.3 |  |  |  | 2900 | 6 | 2.2 | 380 | Teikoku Electric. | [6 empty] | OP-011 |  |  |  |  | OK
154 | P-321B | MCC-3 | Pump-T-320 Feed | CAN |  |  | P205-30100 | 5.5 | 5.7 | NS80H MA 6.3 |  |  |  | 2900 | 6 | 2.2 | 380 | Teikoku Electric. | [6 empty] | OP-011 |  |  |  |  | OK
155 | P-322A | MCC-3 | Pump-T-320 Bottom | CAN |  |  | P205-30200 | 124 | 124 | KAP36250-26M |  |  |  | 1450 | 10 | 55 | 380 | Teikoku Electric. | [6 empty] | OP-012 |  |  |  |  | OK
156 | P-322B | MCC-3 | Pump-T-320 Bottom | CAN |  |  | P205-30200 | 124 | 124 | KAP36250-26M |  |  |  | 1450 | 10 | 55 | 380 | Teikoku Electric. | [6 empty] | OP-012 |  |  |  |  | OK
157 | P-325A | MCC-3 | Pump- T-320 Reflux | CAN |  |  | P205-30200 | 23 | 25 | NS80H MA 25 |  |  |  | 2900 | 7 | 11 | 380 | Teikoku Electric. | [6 empty] | OP-012 |  |  |  |  | OK
158 | P-325B | MCC-3 | Pump- T-320 Reflux | CAN |  |  | P205-30200 | 23 | 25 | NS80H MA 25 |  |  |  | 2900 | 7 | 11 | 380 | Teikoku Electric. | [6 empty] | OP-012 |  |  |  |  | OK
159 | P-326A | MCC-3 | Pump-T-320 Water | CAN |  |  | P205-30200 | 2.4 | 2.5 | NS80H MA 2.5 |  |  |  | 2900 | 6 | 0.75 | 380 | Teikoku Electric. | [6 empty] | OP-012 |  |  |  |  | OK
160 | P-326B | MCC-3 | Pump-T-320 Water | CAN |  |  | P205-30200 | 2.4 | 2.5 | NS80H MA 2.5 |  |  |  | 2900 | 6 | 0.75 | 380 | Teikoku Electric. | [6 empty] | OP-012 |  |  |  |  | OK
161 | P-411A | SWGR 6KV | Pump-R-410 Feed | IM |  |  |  | 18 | 20 |  |  |  |  | 2967 | 26.2908 | 155 | 6000 | SIEMENS |  |  | 5 | C | * |  |  | Replace bearing DE/NDE | 2017-08-01 | 2023-04-15 08:00 |  | OK
162 | P-411B | SWGR 6KV | Pump-R-410 Feed | IM |  |  |  | 18 | 20 |  |  |  |  | 2967 | 26.2908 | 155 | 6000 | SIEMENS |  |  | 5 | C | * |  |  | Replace bearing DE/NDE | 2020-04-15 |  | 2025-12-28 08:00 | OK
163 | P-417A | MCC-3 | Pump-2EH solvent | CAN |  |  | P205-70300 | 48 | 50 | FHP36100-18M |  |  |  | 2900 | 9 | 22 | 380 | Teikoku Electric. | [6 empty] | OP30 |  |  |  |  | OK
164 | P-417B | MCC-3 | Pump-2EH solvent | CAN |  |  | P205-70300 | 48 | 50 | FHP36100-18M |  |  |  | 2900 | 9 | 22 | 380 | Teikoku Electric. | [6 empty] | OP30 |  |  |  |  | OK
165 | P-422A | MCC-3 | Pump-T-420 Bottom | CAN |  |  |  | 39 | 40 | NS80H MA 50 |  |  |  | 2900 | 9 | 18.5 | 380 | Teikoku Electric. | [6 empty] | ok |  |  |  |  | OK
166 | P-422B | MCC-3 | Pump-T-420 Bottom | CAN |  |  |  | 39 | 40 | NS80H MA 50 |  |  |  | 2900 | 9 | 18.5 | 380 | Teikoku Electric. | [6 empty] | ok |  |  |  |  | OK
167 | P-425A | MCC-3 | Pump-T-420 Reflux | CAN |  |  |  | 3.8 | 4 | NS80H MA 6.3 |  |  |  | 2900 | 6 | 1.5 | 380 | Teikoku Electric. | [11 empty] | OK
168 | P-425B | MCC-3 | Pump-T-420 Reflux | CAN |  |  |  | 3.8 | 4 | NS80H MA 6.3 |  |  |  | 2900 | 6 | 1.5 | 380 | Teikoku Electric. | [11 empty] | OK
169 | P-426A | MCC-3 | Pump-T-420 Water | CAN |  |  |  | 2.4 | 2.5 | NS80H MA 2.5 |  |  |  | 2900 | 6 | 0.75 | 380 | Teikoku Electric. | [11 empty] | OK
170 | P-426B | MCC-3 | Pump-T-420 Water | CAN |  |  |  | 2.4 | 2.5 | NS80H MA 2.5 |  |  |  | 2900 | 6 | 0.75 | 380 | Teikoku Electric. | [11 empty] | OK
171 | P-432 | MCC-3 | Pump-T-430 Bottom | CAN |  |  |  | 23 | 25 | NS80H MA 25 |  |  |  | 2900 | 7 | 11 | 380 | Teikoku Electric. | [6 empty] | ok |  |  |  |  | OK
172 | P-435A | MCC-3 | Pump-T-430 Reflux | CAN |  |  |  | 33 | 36 | NS80H MA 50 |  |  |  | 2900 | 7 | 15 | 380 | Teikoku Electric. | [6 empty] | ok |  |  |  |  | OK
173 | P-435B | MCC-3 | Pump-T-430 Reflux | CAN |  |  |  | 33 | 36 | NS80H MA 50 |  |  |  | 2900 | 7 | 15 | 380 | Teikoku Electric. | [6 empty] | ok |  |  |  |  | OK
174 | P-442A | MCC-3 | Pump-T-440 Bottom | CAN |  |  | P205-40500 | 5.5 | 5.5 | NS80H MA 6.3 |  |  |  | 2900 | 6 | 2.2 | 380 | Teikoku Electric. | [6 empty] | OP17 |  |  |  |  | OK
175 | P-442B | MCC-3 | Pump-T-440 Bottom | CAN |  |  | P205-40500 | 5.5 | 5.5 | NS80H MA 6.3 |  |  |  | 2900 | 6 | 2.2 | 380 | Teikoku Electric. | [6 empty] | OP17 |  |  |  |  | OK
176 | P-445 | MCC-3 | Pump-T-440 Reflux | CAN |  |  | P205-40500 | 5.5 | 5.5 | NS80H MA 6.3 |  |  |  | 2900 | 6 | 2.2 | 380 | Teikoku Electric. | [6 empty] | OP17 |  |  |  |  | OK
177 | P-452 | MCC-3 | Pump-T-450 Bottom | CAN |  |  |  | 5.5 | 5.5 | NS80H MA 6.3 |  |  |  | 2900 | 6 | 2.2 | 380 | Teikoku Electric. | [11 empty] | OK
178 | P-455A | MCC-3 | Pump-T-450 Reflux | CAN |  |  |  | 5.5 | 5.5 | NS80H MA 6.3 |  |  |  | 2900 | 6 | 2.2 | 380 | Teikoku Electric. | [11 empty] | OK
179 | P-455B | MCC-3 | Pump-T-450 Reflux | CAN |  |  |  | 5.5 | 5.5 | NS80H MA 6.3 |  |  |  | 2900 | 6 | 2.2 | 380 | Teikoku Electric. | [11 empty] | OK
180 | P-456 | MCC-3 | Pump-T-450 Water | CAN |  |  |  | 2.4 | 2.5 | NS80H MA 2.5 |  |  |  | 2810 | 6 | 0.75 | 380 | Teikoku Electric. | [11 empty] | OK
181 | P-511A | MCC-3 | Pump-R-520 Feed | IM |  |  | P205-50100 | 150 | 165 | KAP36250-32M |  |  |  | 2970 | 26.2908 | 90 | 380 | SIEMENS | [6 empty] | OP19 | Rewinding (short) | 2017-09-22 | 2023-06-06 08:00 |  | OK
182 | P-511B | MCC-3 | Pump-R-520 Feed | IM |  |  | P205-50100 | 150 | 165 | KAP36250-32M |  |  |  | 2970 | 26.2908 | 90 | 380 | SIEMENS | [6 empty] | OP19 |  |  |  |  | OK
183 | P-517A | MCC-3 | Pump-NBA solvent | CAN |  |  | P205-70300 | 13 | 12.5 | NS80H MA 12.5 |  |  |  | 2900 | 6 | 5.5 | 380 | Teikoku Electric. | [6 empty] | OP30 |  |  |  |  | OK
184 | P-517B | MCC-3 | Pump-NBA solvent | CAN |  |  | P205-70300 | 13 | 13 | NS80H MA 12.5 |  |  |  | 2900 | 6 | 5.5 | 380 | Teikoku Electric. | [6 empty] | OP30 |  |  |  |  | OK
185 | P-522A | MCC-3 | Pump-T-520 Bottom | CAN |  |  | P205-50200 | 5.5 | 5.5 | NS80H MA 6.3 |  |  |  | 2900 | 6 | 2.2 | 380 | Teikoku Electric. | [6 empty] | OP20 |  |  |  |  | OK
186 | P-522B | MCC-3 | Pump-T-520 Bottom | CAN |  |  | P205-50200 | 5.5 | 5.5 | NS80H MA 6.3 |  |  |  | 2900 | 6 | 2.2 | 380 | Teikoku Electric. | [6 empty] | OP20 |  |  |  |  | OK
187 | P-525A | MCC-3 | Pump-T-520 Reflux | CAN |  |  | P205-50200 | 5.5 | 5.5 | NS80H MA 6.3 |  |  |  | 2860 | 6 | 2.2 | 380 | Teikoku Electric. | [6 empty] | OP20 |  |  |  |  | OK
188 | P-525B | MCC-3 | Pump-T-520 Reflux | CAN |  |  | P205-50200 | 5.5 | 5.5 | NS80H MA 6.3 |  |  |  | 2860 | 6 | 2.2 | 380 | Teikoku Electric. | [6 empty] | OP20 |  |  |  |  | OK
189 | P-532 | MCC-3 | Pump-T-530 Bottom | CAN |  |  | P205-50300 | 1.5 | 4 | NS80H MA 6.3 |  |  |  | 2900 | 6 | 1.5 | 380 | Teikoku Electric. | [6 empty] | OP21 |  |  |  |  | OK
190 | P-535A | MCC-3 | Pump-T-530 Reflux | CAN |  |  | P205-50300 | 10 | 10 | NS80H MA 12.5 |  |  |  | 2900 | 6 | 3.7 | 380 | Teikoku Electric. | [6 empty] | OP21 |  |  |  |  | OK
191 | P-535B | MCC-3 | Pump-T-530 Reflux | CAN |  |  | P205-50300 | 10 | 10 | NS80H MA 12.5 |  |  |  | 2900 | 6 | 3.7 | 380 | Teikoku Electric. | [6 empty] | OP21 |  |  |  |  | OK
192 | P-542A | MCC-3 | Pump-T-540 Bottom | CAN |  |  | P205-50400 | 5.5 | 5.5 | NS80H MA 6.3 |  |  |  | 2900 | 6 | 2.2 | 380 | Teikoku Electric. | [6 empty] | OP22 |  |  |  |  | OK
193 | P-542B | MCC-3 | Pump-T-540 Bottom | CAN | PROD No. FT-1577A | BA41-216J4BM-0204T1B1-B | P205-50400 | 5.5 | 5.5 | NS80H MA 6.3 |  |  |  | 2900 | 6 | 2.2 | 380 | Teikoku Electric. | 2024-07-15 | [5 empty] | OP22 |  |  |  |  | OK
194 | P-545 | MCC-3 | Pump-T-540 Reflux | CAN |  |  | P205-50400 | 3.8 | 4 | NS80H MA 6.3 |  |  |  | 2900 | 6 | 1.5 | 380 | Teikoku Electric. | [6 empty] | OP22 |  |  |  |  | OK
195 | P-552 | MCC-3 | Pump-T-550 Bottom | CAN |  |  | P205-50500 | 3.8 | 4 | NS80H MA 6.3 |  |  |  | 2900 | 6 | 1.5 | 380 | Teikoku Electric. | [6 empty] | OP23 |  |  |  |  | OK
196 | P-555A | MCC-3 | Pump-T-550 Reflux | CAN |  |  | P205-50500 | 3.8 | 4 | NS80H MA 6.3 |  |  |  | 2900 | 6 | 1.5 | 380 | Teikoku Electric. | [6 empty] | OP23 |  |  |  |  | OK
197 | P-555B | MCC-3 | Pump-T-550 Reflux | CAN |  |  | P205-50500 | 3.8 | 4 | NS80H MA 6.3 |  |  |  | 2900 | 6 | 1.5 | 380 | Teikoku Electric. | [6 empty] | OP23 |  |  |  |  | OK
198 | P-611A | MCC-3 | Pump-R-610 Feed | IM |  |  | P205-60100 | 128 | 144 | KAP36250-30M |  |  |  | 2970 | 26.2908 | 75 | 380 | SIEMENS | [6 empty] | OP24 | Replace bearing DE/NDE | 2021-03-24 |  | 2026-12-06 08:00 | OK
199 | P-611B | MCC-3 | Pump-R-610 Feed | IM |  |  | P205-60100 | 128 | 144 | KAP36250-30M |  |  |  | 2970 | 26.2908 | 75 | 380 | SIEMENS | [6 empty] | OP24 | Replace bearing DE/NDE | 2021-04-21 |  | 2027-01-03 08:00 | OK
200 | P-617A | MCC-3 | Pump-IBA Solvent | CAN |  |  | P205-70300 | 23 | 24 | NS80H MA 25 |  |  |  | 2900 | 7 | 11 | 380 | Teikoku Electric. | [6 empty] | OP30 |  |  |  |  | OK
201 | P-617B | MCC-3 | Pump-IBA Solvent | CAN |  |  | P205-70300 | 23 | 24 | NS80H MA 25 |  |  |  | 2900 | 7 | 11 | 380 | Teikoku Electric. | [6 empty] | OP30 |  |  |  |  | OK
202 | P-622A | MCC-3 | Pump-T-620 Bottom | CAN | Mfg. No. 3D0051 | EX20C-HS504T-S4 | P205-60200 | 33 | 24 | NS80H MA 25 |  |  |  | 2950 | 7 | 15 | 380 | Halla Industrial Co Ltd | [6 empty] | OP25 |  |  |  |  | OK
203 | P-622B | MCC-3 | Pump-T-620 Bottom | CAN |  |  | P205-60200 | 23 | 24 | NS80H MA 25 |  |  |  | 2900 | 7 | 11 | 380 | Teikoku Electric. | [6 empty] | OP25 |  |  |  |  | OK
204 | P-625A | MCC-3 | Pump-T-620 Reflux | CAN |  |  | P205-60200 | 10 | 10 | NS80H MA 12.5 |  |  |  | 2900 | 6 | 3.7 | 380 | Teikoku Electric. | [6 empty] | OP25 |  |  |  |  | OK
205 | P-625B | MCC-3 | Pump-T-620 Reflux | CAN |  |  | P205-60200 | 10 | 10 | NS80H MA 12.5 |  |  |  | 2900 | 6 | 3.7 | 380 | Teikoku Electric. | [6 empty] | OP25 |  |  |  |  | OK
206 | P-632A | MCC-3 | Pump-T-630 Bottom | CAN |  |  | P205-60300 | 3.3 | 3.5 | NS80H MA 6.3 |  |  |  | 2870 | 6 | 1.1 | 380 | Teikoku Electric. | [6 empty] | OP26 |  |  |  |  | OK
207 | P-632B | MCC-3 | Pump-T-630 Bottom | CAN |  |  | P205-60300 | 3.3 | 3.5 | NS80H MA 6.3 |  |  |  | 2870 | 6 | 1.1 | 380 | Teikoku Electric. | [6 empty] | OP26 |  |  |  |  | OK
208 | P-635A | MCC-3 | Pump- T-630 Reflux | CAN |  |  | P205-60300 | 10 | 10 | NS80H MA 12.5 |  |  |  | 2910 | 6 | 3.7 | 380 | Teikoku Electric. | [6 empty] | OP26 |  |  |  |  | OK
209 | P-635B | MCC-3 | Pump- T-630 Reflux | CAN |  |  | P205-60300 | 10 | 10 | NS80H MA 12.5 |  |  |  | 2910 | 6 | 3.7 | 380 | Teikoku Electric. | [6 empty] | OP26 |  |  |  |  | OK
210 | P-642A | MCC-3 | Pump-T-640 Bottom | CAN |  |  | P205-60400 | 3.3 | 3.5 | NS80H MA 6.3 |  |  |  | 2870 | 6 | 1.1 | 380 | Teikoku Electric. | [6 empty] | OP27 |  |  |  |  | OK
211 | P-642B | MCC-3 | Pump-T-640 Bottom | CAN |  |  | P205-60400 | 3.3 | 3.5 | NS80H MA 6.3 |  |  |  | 2870 | 6 | 1.1 | 380 | Teikoku Electric. | [6 empty] | OP27 |  |  |  |  | OK
212 | P-645A | MCC-3 | Pump-T-640 Reflux | CAN |  |  | P205-60400 | 3.3 | 3.5 | NS80H MA 6.3 |  |  |  | 2870 | 6 | 1.1 | 380 | Teikoku Electric. | [6 empty] | OP27 |  |  |  |  | OK
213 | P-645B | MCC-3 | Pump-T-640 Reflux | CAN |  |  | P205-60400 | 3.3 | 3.5 | NS80H MA 6.3 |  |  |  | 2870 | 6 | 1.1 | 380 | Teikoku Electric. | [6 empty] | OP27 |  |  |  |  | OK
214 | P-711A | MCC-3 | Pump-PPY Make Up | IM |  |  | P205-71200 | 53 | 60 | FHP36100-18M |  |  |  | 2945 | 26.2908 | 30 | 380 | SIEMENS |  |  | 5 | C | * |  | U32 | Replace bearing DE/NDE | 2021-08-02 |  | 2027-04-16 08:00 | OK
215 | P-711B | MCC-3 | Pump-PPY Make Up | IM |  |  | P205-71200 | 53 | 60 | FHP36100-18M |  |  |  | 2945 | 26.2908 | 30 | 380 | SIEMENS |  |  | 5 | C | * |  | U32 | Replace bearing DE/NDE | 2021-06-22 |  | 2027-03-06 08:00 | OK
216 | P-712 | MCC-3 | Pump-PPY Condensate | CAN |  |  | P205-71100 | 10 | 10 | NS80H MA 12.5 |  |  |  | 2900 | 6 | 3.7 | 380 | Teikoku Electric. | [6 empty] | U31 |  |  |  |  | OK
217 | P-721A | MCC-2 | Pump-2EH Loading | CAN |  |  | P205-72100 | 126 | 144 | KAP36250-30M |  |  |  | 2900 | 11 | 65 | 380 | Teikoku Electric. | [6 empty] | U33 |  |  |  |  | OK
218 | P-721B | MCC-2 | Pump-2EH Loading | CAN |  |  | P205-72100 | 126 | 144 | KAP36250-30M |  |  |  | 2900 | 11 | 65 | 380 | Teikoku Electric. | [6 empty] | U33 |  |  |  |  | OK
219 | P-722A | MCC-3 | Pump-NBA Loading | CAN |  |  | P205-72200 | 126 | 144 | KAP36250-30M 250A |  |  |  | 2900 | 11 | 65 | 380 | Teikoku Electric. | [6 empty] | U34 |  |  |  |  | OK
220 | P-722B | MCC-3 | Pump-NBA Loading | CAN |  |  | P205-72200 | 126 | 144 | KAP36250-30M 250A |  |  |  | 2900 | 11 | 65 | 380 | Teikoku Electric. | [6 empty] | U34 |  |  |  |  | OK
221 | P-723A | MCC-3 | Pump-IBA Loading | CAN |  |  | P205-72300 | 126 | 144 | KAP36250-30M |  |  |  | 2900 | 11 | 65 | 380 | Teikoku Electric. | [6 empty] | U35 |  |  |  |  | OK
222 | P-723B | MCC-3 | Pump-IBA Loading | CAN |  |  | P205-72300 | 126 | 144 | KAP36250-30M |  |  |  | 2900 | 11 | 65 | 380 | Teikoku Electric. | [6 empty] | U35 |  |  |  |  | OK
223 | P-724A | MCC-3 | Pump-2EH Truck Loading | CAN |  |  | P205-72100 | 17 | 18 | NS80H MA 25 |  |  |  | 2900 | 6 | 7.5 | 380 | Teikoku Electric. | [6 empty] | U33 |  |  |  |  | OK
224 | P-724B | MCC-3 | Pump-2EH Truck Loading | CAN |  |  | P205-72100 | 17 | 18 | NS80H MA 25 |  |  |  | 2900 | 6 | 7.5 | 380 | Teikoku Electric. | [6 empty] | U33 |  |  |  |  | OK
225 | P-725A | MCC-3 | Pump-NBA Truck Loading | CAN |  |  | P205-72200 | 17 | 17 | NS80H MA 25 |  |  |  | 2900 | 6 | 7.5 | 380 | Teikoku Electric. | [6 empty] | U34 |  |  |  |  | OK
226 | P-725B | MCC-3 | Pump-NBA Truck Loading | CAN |  |  | P205-72200 | 17 | 17 | NS80H MA 25 |  |  |  | 2900 | 6 | 7.5 | 380 | Teikoku Electric. | [6 empty] | U34 |  |  |  |  | OK
227 | P-726A | MCC-3 | Pump-IBA Truck Loading | CAN |  |  | P205-72300 | 17 | 17 | NS80H MA 25 |  |  |  | 2900 | 6 | 7.5 | 380 | Teikoku Electric. | [6 empty] | U35 |  |  |  |  | OK
228 | P-726B | MCC-3 | Pump-IBA Truck Loading | CAN |  |  | P205-72300 | 17 | 17 | NS80H MA 25 |  |  |  | 2900 | 6 | 7.5 | 380 | Teikoku Electric. | [6 empty] | U35 |  |  |  |  | OK
229 | P-751A | SWGR 6KV | Pump-Fire Water | IM |  |  | P206-75100 | 90 | 30 |  |  |  |  | 1490 | 10.791 | 260 | 6000 | US Electric |  |  | 25 | C, S, E | ** |  | U05 |  |  |  |  | OK
230 | P-751B | MCC-1A | Pump-Engine fire water | - |  |  | P206-75100 |  | - | NS80H MA 12.5 |  |  |  | - | 6 | 4.4 | 380 | ENGINE |  |  | 25 | C, S, E | ** |  | U05 |  |  |  |  | OK
231 | P-751C | MCC-1A | Pump-Engine fire water | - |  | Omega FXF 250-450 BS | P206-75100 |  | - | NS80H MA 12.5 |  |  |  | 1760 | 6 | 343 | 380 | KSB |  |  | 25 | C, S, E | ** |  | U05 |  |  |  |  | OK | OK
232 | P-752 | MCC-1A | Pump-Jocky | IM |  |  | P206-75100 | 43 | 50 | NS80H MA 80 |  |  |  | 2880 | 6.867 | 22 | 380 | US Electric | [6 empty] | U05 |  |  |  |  | OK
233 | P-757 | MCC-3 | Recycle sewer water pump | IM |  |  | P206-75100 | 84 | [5 empty] | 2940 |  | 45 | 380 | TECO | [6 empty] | U05 | [5 empty] | OK
234 | P-758 | MCC-3 | Recycle sewer water pump | IM |  |  | P206-75100 | [8 empty] | 37 | 380 | [7 empty] | U05 | Replace bearing DE/NDE | 2020-08-25 |  | 2026-05-09 08:00 |  | OK
235 | P-811 | MCC-1B | Pump-WWT Feed | CAN |  |  | P206-80100 | 2.6 | 4 | NS80H MA 6.3 |  |  |  | 2870 | 6 | 1.5 | 380 | Teikoku Electric. | [6 empty] | U07 |  |  |  |  | OK
236 | P-813B |  | Project WWT AI-8103 | Subm | [12 empty] | 380
237 | P-815A | MCC-1B | Pump-Sludge return | IM |  |  | P206-80100 | 2.2 | 2.5 | NS80H MA 6.3 |  |  |  | 2850 | 5.1012 | 1.1 | 380 | SIEMENS | [6 empty] | U07 |  |  |  |  | OK
238 | P-815B | MCC-1B | Pump-Sludge return | IM | [9 empty] | 1435 |  | 1.5 | 380 | Teco
239 | P-816 | MCC-1B | Pump-Scum | IM |  |  | P206-80100 | 2.1 | [5 empty] | 2885 |  | 3.7 | 380 | SIEMENS |  |  | 5 | C | * |  | U07 | Replace bearing DE/NDE | 2018-04-23 |  | 2024-01-05 08:00 | OK
240 | P-817 | MCC-1B | Pump-Sucrubber Water | IM |  |  | P206-80100 | 1.3 | 1.6 | NS80H MA 2.5 |  |  |  | 1390 | 5.1012 | 0.55 | 380 | SIEMENS |  |  | 5 | C | * |  | U07 | Replace bearing DE/NDE | 2020-04-09 |  | 2025-12-22 08:00 | OK
241 | P-819 | MCC-1B | Pump-Treated Water Discharge | IM |  |  | P206-80100 | 13 | 11.5 | NS80H MA 12.5 |  |  |  | 2910 | 6.6708 | 5.5 | 380 | SIEMENS |  |  | 5 | C | * |  | U07 | Replace bearing DE/NDE | 2021-08-19 |  | 2027-05-03 08:00 | OK
242 | P-820 | MCC-1B | Pump-CWF Feed | IM |  |  | P206-80200 | 1.3 | 1.6 | NS80H MA 2.5 |  |  |  | 1390 | 5.1012 | 0.55 | 380 | SIEMENS |  |  | 5 | C | * |  | U08 | Replace bearing DE/NDE | 2020-03-23 |  | 2025-12-05 08:00 | OK
243 | P-821 | MCC-1B | Pump-Sludge Discharge | IM |  |  | P206-80200 | 1.3 | 1.6 | NS80H MA 2.5 |  |  |  | 1390 | 5.1012 | 0.55 | 380 | SIEMENS | [6 empty] | U08 | Replace bearing DE/NDE | 2020-03-20 |  | 2025-12-02 08:00 | OK
244 | P-822 | MCC-1B | Pump-Sludge feed | IM |  |  | P206-80200 | 2.1 | 1.9 | NS80H MA 2.5 |  |  |  | 1390 | 5.1012 | 0.75 | 380 | SIEMENS |  |  | 5 | C,E | * |  | U08 | Replace bearing DE/NDE | 2020-06-15 |  | 2026-02-27 08:00 | OK
245 | P-823 | MCC-1B | Pump-Filtrate Water | Subm |  |  |  | 2.1 | 1.9 | NS80H MA 2.5 |  |  |  | 1400 | 6.6708 | 0.75 | 380 | [12 empty] | OK
246 | P-831A | MCC-1B | Pump-H2SO4 | IM |  |  | P206-80300 | 2.6 | 3.5 | NS80H MA 6.3 |  |  |  | 2860 | 7.848 | 1.5 | 380 | MEC | [6 empty] | U09 |  |  |  |  | OK
247 | P-831B | MCC-1B | Pump-H2SO4 | IM |  |  | P206-80300 | 2.6 | 3.5 | NS80H MA 6.3 |  |  |  | 2860 | 7.848 | 1.5 | 380 | MEC | [6 empty] | U09 |  |  |  |  | OK
248 | P-831C | MCC-1B | Pump-H2SO4 | IM | 2019279173 | GMXA0424PVT20000UA01300ENRI | P206-80300 | 0.3 | [7 empty] | 0.03 | 220 | ProMinent | [6 empty] | U09 | [5 empty] | OK
249 | P-832A | MCC-1B | Pump-NaOH | IM |  |  | P206-80300 | 7.6 | 9 | NS80H MA 12.5 |  |  |  | 2900 | 7.848 | 3.7 | 380 | MEC | [6 empty] | U09 | Replace bearing DE/NDE | 2020-09-07 |  | 2026-05-22 08:00 | OK
250 | P-832B | MCC-1B | Pump-NaOH | IM | 3G1C2410000074000 | M2BAX 112MB 2 IMB3/IM1001 | P206-80300 | 7.42 |  | NS80H MA 12.5 |  |  |  | 2902 | 7.848 | 4 | 380 | ABB | 2024-06-06 | [5 empty] | U09 |  |  |  |  | OK
251 | P-832C | MCC-1B | Pump-NaOH | IM |  |  |  | 0.76 | [6 empty] | 7.85
252 | P-833 | MCC-1B | Pump-Nutrient | IM |  |  | P206-80300 |  | 1.2 | NS80H MA 2.5 |  |  |  | 1375 | 4.905 | 0.37 | 380 | SIEMENS | [6 empty] | U09 |  |  |  |  | OK
253 | P-833B | MCC-1B | Pump- MEA inject | IM |  |  |  | 1.09 |  | NS80H MA 2.5 |  |  |  | 1380 |  | 0.37 | 380 | NORD
254 | P-834 | MCC-1B | Pump-No.1 Polymer | IM |  |  |  | 2.1 | 2.2 | NS80H MA 2.5 |  |  |  | 1410 | 4.905 | 0.75 | 380 | ABB | [11 empty] | OK
255 | P-835 | MCC-1B | Pump-No.2 Polymer | IM |  |  |  | 0.44 | 0.8 | NS80H MA 2.5 |  |  |  | 1400 | 4.905 | 0.25 | 380 | ABB | [11 empty] | OK
256 | P-851A | MCC-1B | Pump-WW2 Feed | IM |  |  | P206-85100 | 22 | 22 |  |  |  |  | 1430 | 9.3195 | 11 | 380 | MEC | [6 empty] | U13, p&id CUMA p-851 |  |  |  |  | OK
257 | P-851B | MCC-1B | Pump-WW2 Feed | IM |  |  | P206-85100 |  |  | NS80H MA 6.3 |  |  |  | 2900 | 9.32 | 5.6 | 380 | [7 empty] | U13, p&id CUMA p-851 | Replace bearing DE/NDE | 2020-06-25 |  | 2026-03-09 08:00 | OK
258 | P-852A | MCC-1B | Pump-Dissolver Circulation | IM |  |  | P206-85100 | 7.6 | 9 | NS80H MA 12.5 |  |  |  | 1430 | 4.905 | 3.7 | 380 | MEC | [5 empty] | Pindah ke P-935D | U13 | Replace pump & motor | 2019-10-17 |  | 2025-06-30 08:00 | OK
259 | P-852B | MCC-1B | Pump-Dissolver Circulation | IM |  |  | P206-85100 | 7.6 | 9 | NS80H MA 12.5 |  |  |  | 1430 | 4.905 | 3.7 | 380 | MEC | [6 empty] | U13 | Replace bearing DE/NDE | 2022-03-27 |  | 2027-12-09 08:00 | OK
260 | P-853A | MCC-1B | Pump-Venturi circulation | IM |  |  | P206-85100 | 13 | 12.5 | NS80H MA 12.5 |  |  |  | 2910 | 4.905 | 5.5 | 380 | MEC |  |  | 5 | C | * |  | U13 |  |  |  |  | OK
261 | P-853B |  | Ex. P-946 | [26 empty] | OK
262 | P-854A | MCC-1B | Pump-Cooling water | IM |  |  | P206-85100 | 5.5 | 5.3 | NS80H MA 6.3 |  |  |  | 1420 | 14.715 | 2.2 | 380 | MEC | [6 empty] | U13 | Replace bearing DE/NDE | 2019-03-15 |  | 2024-11-26 08:00 | OK
263 | P-854B | MCC-1B | Pump-Cooling water | IM |  |  | P206-85100 | 5.5 | 5.3 | NS80H MA 6.3 |  |  |  | 1420 | 14.715 | 2.2 | 380 | MEC | [6 empty] | U13 | Replace bearing DE/NDE | 2017-09-10 | 2023-05-25 08:00 |  | OK
264 | P-855A | MCC-1B | TK-850 | IM |  |  | P206-85100 | 10.6 | [5 empty] | 2905 |  | 5.5 | 380 | Teco | [6 empty] | U13 | Replace bearing DE/NDE | 2020-03-26 |  | 2025-12-08 08:00
265 | P-855B | [14 empty] | 5.5 | 380
266 | P-921A | MCC-1A | Pump-Boiler Feed water | IM |  |  | P206-92400 | 219 |  | LAL36400-33M |  |  |  | 2975 | 13.734 | 132 | 380 | Elektrim Techtop |  |  | 5 | C | * |  | U16 | Upgrade new motor 132KW | 2021-09-14 |  | 2027-05-29 08:00 | OK
267 | P-921B | MCC-2 | Pump-Boiler Feed water | IM |  |  | P206-92400 | 224.4 |  | LAL36400-33M |  |  |  | 2980 | 13.734 | 132 | 380 | Elektrim Techtop |  |  | 5 | C | * |  | U16 | Upgrade new motor 132KW | 2022-08-01 |  |  | OK
268 | P-922A | MCC-2 | Pump-Steam condensate | CAN |  |  | P206-92200 | 110 | 110 | NS80H MA 50 |  |  |  | - | 9 | 55 | 380 | Teikoku Electric. | [6 empty] | U15 |  |  |  |  | OK
269 | P-922B | MCC-1B | Pump-Steam condensate | CAN |  |  | P206-92200 | 39 | 39.5 | NS80H MA 50 |  |  |  | 2900 | 9 | 18.5 | 380 | Teikoku Electric. | [6 empty] | U15 |  |  |  |  | OK
270 | P-923 | MCC-1B | Pump-process condensate | IM |  |  | P206-92200 | 55 |  | FHP36100-18M |  |  |  | 2925 |  | 18.5 | 380 | TECO | [6 empty] | U15 |  |  |  |  | OK
271 | P-925A | MCC-1A | Pump-Na3PO4 injection | IM |  |  |  | 0.76 | 1.2 | FHP36007-12M |  |  |  | 1400 | 5.1012 | 0.37 | 380 | TECO | [5 empty] | dipindah ke H-923 | [6 empty] | OK
272 | P-925B | MCC-1A | Pump-Na3PO4 injection | IM |  |  |  | 0.76 | 1.2 | FHP36007-12M |  |  |  | 1400 | 5.1012 | 0.37 | 380 | TECO
273 | P-926A | MCC-1A | Pump-N2H4 injection | IM |  |  | P206-92400 | 0.44 | 1 | FHP36007-12M |  |  |  | 1400 | 5.1012 | 0.25 | 380 | ABB | [6 empty] | U16
274 | P-926B | MCC-1A | Pump-N2H4 injection | IM |  |  | P206-92400 | 0.44 | 1 | FHP36007-12M |  |  |  | 1400 | 5.1012 | 0.25 | 380 | ABB | [6 empty] | U16
275 | P-930A | PKG | Pump-Filtered water transfer | IM |  |  | P206-93100 | 69 | - |  |  |  |  | 2940 | 14 | 37 | 380 | YASKAWA | [6 empty] | U17 |  |  |  |  | OK
276 | P-930B | PKG | Pump-Filtered water transfer | IM |  |  | P206-93100 | 69 | - |  |  |  |  | 2940 | 14 | 37 | 380 | YASKAWA | [6 empty] | U17 |  |  |  |  | OK
277 | P-931A | MCC-1A | Pump-Filtered water | IM |  |  | P206-93100 | 53 | 55 | FHP36100-18M |  |  |  | 2945 | 9.0252 | 30 | 380 | SIEMENS | [6 empty] | U17 | Replace bearing DE/NDE | 2020-06-25 |  | 2026-03-09 08:00 | OK
278 | P-931B | MCC-1A | Pump-Filtered water | IM |  |  | P206-93100 | 53 | 55 | FHP36100-18M |  |  |  | 2945 | 9.0252 | 30 | 380 | SIEMENS | [6 empty] | U17 | Replace bearing DE/NDE | 2020-07-01 |  | 2026-03-15 08:00 | OK
279 | P-931C | MCC-2 | Pump-Filtered water | IM |  |  |  | 26.1 | 26 |  |  |  |  | 2925 |  | 15 | 380 | TECO | [7 empty] | Replace bearing DE/NDE | 2019-04-21 |  | 2025-01-02 08:00
280 | P-931D | MCC-2 | Pump-Filtered water | IM | [11 empty] | 15 | 380 | TECO
281 | P-932A | MCC-1A | Pump-Demin water | IM |  |  | P206-85100 | 21.4 | 24 | FHP36030-15M |  |  |  | 2915 | 8.7309 | 11 | 380 | SIEMENS | [6 empty] | U19 | Replace bearing DE/NDE | 2021-04-23 |  | 2027-01-05 08:00 | OK
282 | P-932B | MCC-1A | Pump-Demin water | IM |  |  | P206-85100 | 21.4 | 24 | FHP36030-15M |  |  |  | 2915 | 8.7309 | 11 | 380 | SIEMENS | [6 empty] | U19 |  |  |  |  | OK
283 | P-934A | MCC-1B | Pump-Regeneratio Water | CAN |  |  | P206-85100 | 33 | 34 | NS80H MA 50 |  |  |  | 2920 | 9 | 15 | 380 | Teikoku Electric. | [6 empty] | U19 |  |  |  |  | OK
284 | P-934B | MCC-1B | Pump-Regeneratio Water | CAN |  |  | P206-85100 | 33 | 34 | NS80H MA 50 |  |  |  | 2920 | 9 | 15 | 380 | Teikoku Electric. | [6 empty] | U19 |  |  |  |  | OK
285 | P-935A | MCC-1B | Pump-Degasfire water | IM |  |  |  | 16 | 21 | NS80H MA 25 |  |  |  | 2850 | 8.7309 | 11 | 380 | BALDOR | [11 empty] | OK
286 | P-935B | MCC-1B | Pump-Degasfire water | IM |  |  |  | 16 | 21 | NS80H MA 25 |  |  |  | 2850 | 8.7309 | 11 | 380 | BALDOR | [7 empty] | Replace bearing DE/NDE | 2021-11-08 |  | 2027-07-23 08:00 | OK
287 | P-935C | MCC-2 | R/O Product Pump | IM |  |  |  | 10.6 | 11 |  |  |  |  | 2905 |  | 5.5 | 380 | TECO | [11 empty] | OK
288 | P-935D |  | R/O Product Pump | IM |  |  |  | 7.6 | 9 | NS80H MA 12.5 |  |  |  | 1430 | 4.905 | 3.7 | 380 | MEC | [5 empty] | Ex. P-852A
289 | P-938A | MCC-1B | Pump-Portable Water | IM |  |  | P206-93200 | 3.4 | 3 | NS80H MA 6.3 |  |  |  | 2870 | 9.81 | 1.5 | 380 | SIEMENS | [6 empty] | U18 | Replace bearing DE/NDE | 2020-08-10 |  | 2026-04-24 08:00 | OK
290 | P-938B | MCC-1B | Pump-Portable Water | IM | 88150778 | DBA2 132S1 2 | P206-93200 | 10.4 | [5 empty] | 2940 | 9.81 | 5.5 | 380 | CMP | 2024-06-28 |  |  |  |  | DBA2 13281 2 upgade to 5.5KW (th 2023) | U18 | Replace bearing DE/NDE | 2022-03-16 |  | 2027-11-28 08:00 | OK
291 | P-939A | MCC-1B | Pump-Waste water | IM |  |  |  | 16 | 23 | NS80H MA 25 |  |  |  | 2850 | 8.7309 | 11 | 380 | BALDOR | [7 empty] | Replace bearing DE/NDE | 2021-07-14 |  | 2027-03-28 08:00 | OK
292 | P-939B | MCC-1B | Pump-Waste water | IM |  |  |  | 16 | 22 | NS80H MA 25 |  |  |  | 2850 | 8.7309 | 11 | 380 | BALDOR | [7 empty] | Replace bearing DE/NDE | 2021-08-28 |  | 2027-05-12 08:00 | OK
293 | P-941A | SWGR 6KV | Pump-Cooling water | IM |  |  |  | 35 | 35 |  |  |  |  | 987 | 14.2245 | 285 | 6000 | SIEMENS |  |  | 5 | C | * |  |  | Replace bearing DE/NDE | 2022-07-23 |  | 2028-04-05 08:00 | OK | OK
294 | P-941B | SWGR 6KV | Pump-Cooling water | IM |  |  |  | 52 | [5 empty] | 1487 | 14.2245 | 430 | 6000 | ABB |  |  | 5 | C | * | upgade to 52KW (Peb 2023) |  | Replace bearing DE/NDE | 2017-05-15 | 2023-01-27 08:00 |  | OK | OK
295 | P-941C | SWGR 6KV | Pump-Cooling water | IM |  |  |  | 52 | [5 empty] | 1487 |  | 430 | 6000 | ABB | 2022 | [10 empty] | OK | OK
296 | P-943A | MCC-1B | Pump-PH Adjust. | IM |  |  |  | 0.7 | - |  |  |  |  | 1380 | 7.0632 | 0.36 | 380 | Leroy Somer | [11 empty] | OK
297 | P-943B | MCC-1B | Pump-PH Adjust. | IM |  |  |  | 0.7 | - |  |  |  |  | 1380 | 7.0632 | 0.36 | 380 | Leroy Somer | [11 empty] | OK
298 | P-944A | MCC-1B | Pump-Corrosion inhibitor | IM |  |  |  | 0.7 | - |  |  |  |  | 1430 | 7.0632 | 0.36 | 380 | Leroy Somer | [11 empty] | OK
299 | P-944B | MCC-1B | Pump-Corrosion inhibitor | IM |  |  |  | 0.7 | - |  |  |  |  | 1430 | 7.0632 | 0.36 | 380 | Leroy Somer | [11 empty] | OK
300 | P-945A | MCC-1B | Pump-Dispersant chemical | IM |  |  |  | 0.7 | - |  |  |  |  | 1380 | 7.0632 | 0.18 | 380 | Leroy Somer | [11 empty] | OK
301 | P-945B | MCC-1B | Pump-Dispersant chemical | IM |  |  |  | 0.7 | - |  |  |  |  | 1380 | 7.0632 | 0.18 | 380 | Leroy Somer | [11 empty] | OK
302 | P-946A | MCC-1B | Pump-Chilled Water | IM |  |  | P206-94200 | 29.9 | 32 | NS80H MA 50 |  |  |  | 2930 | 8.7309 | 15 | 380 | SIEMENS | [6 empty] | U21 | Replace bearing DE/NDE | 2020-08-09 |  | 2026-04-23 08:00 | OK
303 | P-946B | MCC-1B | Pump-Chilled Water | IM |  |  | P206-94200 | 29.9 | 32 | NS80H MA 50 |  |  |  | 2930 | 8.7309 | 15 | 380 | SIEMENS | [6 empty] | U21 | Replace bearing DE/NDE | 2020-08-06 |  | 2026-04-20 08:00 | OK
304 | P-946C | MCC-1B | Pump-Chilled Water | IM | P62395599036 | AESV1S020030FMN D180M | P206-94200 | 41.3 | [5 empty] | 2945 |  | 22 | 380 | Teco | 2024-12-23 | [10 empty] | OK
305 | P-961A | MCC-1B | Pump-Fuel Oil transfer | IM |  |  | P205-70200 | 14.1 |  | NS80H MA 6.3 |  |  |  | 2910 | 7.0632 | 7.5 | 380 | Toshiba | [6 empty] | OP29 |  |  |  |  | OK
306 | P-961B | MCC-1B | Pump-Fuel Oil transfer | IM |  |  | P205-70200 | 14.1 |  | NS80H MA 6.3 |  |  |  | 2910 | 7.0632 | 7.5 | 380 | Toshiba | [6 empty] | OP29 | Replace Fan | 2019-09-18 |  |  | OK
307 | P-961C | MCC-3 | H-922 Pump-Fuel Oil transfer | IM | D151238 DK S1K | TFO |  | 14 | [5 empty] | 2900 |  | 7.5 | 380 | Hitachi | [11 empty] | OK | OK
308 | P-961D |  |  | IM | [5 empty] | NS80H MA 6.3 | [5 empty] | 15 | 380 | TECO
309 | P-963A | MCC-1B | Pump-sump | IM |  |  | P205-70600 | 2.5 | 2.5 | NS80H MA 6.3 |  |  |  | 2870 | 6.6708 | 1.1 | 380 | SIEMENS | [6 empty] | OP33 | Replace bearing DE/NDE | 2022-03-21 |  | 2027-12-03 08:00 | OK
310 | P-963B | MCC-1B | Pump-sump | IM |  |  | P205-70600 | 4.7 | 5 | NS80H MA 6.3 |  |  |  | 2870 | 6.6708 | 2.2 | 380 | SIEMENS | [6 empty] | OP33 |  |  |  |  | OK
311 | P-973 | MCC-1B | Pump-oil separator | IM |  |  | P205-70800 | 4.7 | 5 | NS80H MA 6.3 |  |  |  | 2870 | 7.848 | 2.2 | 380 | SIEMENS | [6 empty] | OP35 | Replace bearing DE/NDE | 2022-02-25 |  | 2027-11-09 08:00 | OK
312 | P-974A | MCC-1B | Pump-Oil Separator water | IM |  |  | P205-70800 | 6.1 | 6.5 | NS80H MA 12.5 |  |  |  | 2855 | 10.791 | 3 | 380 | SIEMENS | [6 empty] | OP35 |  |  |  |  | OK
313 | P-974B | MCC-1B | Pump-Oil Separator water | IM |  |  | P205-70800 | 6.1 | 6.5 | NS80H MA 12.5 |  |  |  | 2855 | 10.791 | 3 | 380 | SIEMENS | [6 empty] | OP35 |  |  |  |  | OK
314 | P-982A | MCC-1B | Pump-T-980 Bottom | CAN |  |  | P205-70800 | 16 | 18 | NS80H MA 25 |  |  |  | 2900 | 6 | 6.6 | 380 | Teikoku Electric. | [6 empty] | OP35 |  |  |  |  | OK
315 | P-982B | MCC-1B | Pump-T-980 Bottom | CAN |  |  | P205-70800 | 16 | 18 | NS80H MA 25 |  |  |  | 2900 | 6 | 6.6 | 380 | Teikoku Electric. | [6 empty] | OP35 |  |  |  |  | OK
316 | P-985 | MCC-1B | Pump-OIL FOR T-980 | CAN |  |  | P205-70800 | 3.8 | 4 | NS80H MA 6.3 |  |  |  | 1430 | 6 | 1.5 | 380 | Teikoku Electric. | [6 empty] | OP35 |  |  |  |  | OK
317 | S-831 | MCC-1B | Pump-Dehydrator | IM |  |  |  | 5.5 | 5 | NS80H MA 6.3 |  |  |  | 1430 | 6 | 2.2 | 380 | YASKAWA | [11 empty] | OK
318 | P-831D | [5 empty] | P206-80300 | [17 empty] | U09
319 | U-941A | MCC-1B | Compressor-Refrigerator | IM |  |  |  | 204.4 | - |  |  |  |  | 2950 | 6 | 110 | 380 | TRAIN EMA | [11 empty] | OK
320 | U-941B | MCC-1B | Compressor-Refrigerator | IM |  |  |  |  | - | [7 empty] | 380 | [12 empty] | OK | OK
321 | U-941C | MCC-1B | Compressor-Refrigerator | IM |  |  |  |  | - | NS80H MA 12.5 | [6 empty] | 380
322 | P-902A | Local Panel | Booster Pump PDAM | IM | [11 empty] | 4 | 380 | SIEMENS | [12 empty] | OK | OK
323 | P-902B | MCC-1B | Booster Pump PDAM | IM |  |  |  | 11.3 | [5 empty] | 2910 |  | 5.5 | 380 | SIEMENS | [13 empty] | OK
324 | P-902C | Local Panel | Booster Pump | IM | V6253214 007 | AESV2S020025FM7S- |  | 33.6 | [5 empty] | 2940 |  | 18.5 | 380 | Teco | 2025-07-10 | [11 empty] | OK | OK
325 | C-412 P3 | MCC-3 | Oil Pump C-412 | IM |  |  |  | 2.78 | [5 empty] | 1420 |  | 1.1 | 380 | Brook Crompton |  |  | 5 | C | *
326 | P-911A | MCC-3 | LPG Pump | [27 empty] | OK
327 | P-911B | MCC-3 | LPG Pump | [27 empty] | OK
CO2 GAS
1 | M-10305-11 | MCC UNION | CO2 gas Condensate pump |  |  |  |  | 1.74 | [5 empty] | 2850 |  | 0.37 | 220 | Grundfos | [6 empty] | CO(009610) | Start Plant | 2013-01-01 | 2018-09-15 08:00 |  |  | OK
2 | M-10403-02 | MCC UNION | CO2 gas CRN reclaimer pump | IM |  |  |  | 67 | [5 empty] | 2960 |  | 37 | 380 | SIEMENS | [6 empty] | CO(009611) | Start Plant | 2013-01-01 | 2018-09-15 08:00 |  |  | OK
3 | M-10404-08 | MCC UNION | CO2 gas DMH demin water dosing pump | IM |  |  |  | 0.88 | [5 empty] | 1270 |  | 0.09 | 220 | SIEMENS | [6 empty] | CO(009611) | Start Plant | 2013-01-01 | 2018-09-15 08:00 |  |  | OK
4 | M-10409-04 | MCC UNION | CO2 gas DDA NaOH dosing pump | [10 empty] | stroke |  | 0.024 | 220 | Grundfos | [6 empty] | CO(009611)
5 | M-11203-02 | MCC UNION | CO2 gas Soda agitator | IM |  |  |  | 2.96 | [5 empty] | 1440 |  | 0.75 | 230 | ATB | [6 empty] | CO(133565) | Start Plant | 2013-01-01 | 2018-09-15 08:00 |  |  | OK
6 | M-11204-03 | MCC UNION | CO2 gas Fluegas scrubber pump | IM |  |  |  | 34.5 | [5 empty] | 2940 |  | 18.5 | 380 | Grundfos | [6 empty] | CO(133565) | Replace Motor | 2019-12-07 |  | 2025-08-20 08:00 |  | OK
7 | M-11300-02 | MCC UNION | CO2 gas Exhauster |  |  |  |  | 135.3 | [5 empty] | 3570 |  | 75 | 380 | BEVI | [6 empty] | CO(133566) | Replace motor | 2022-03-14 |  | 2027-11-26 08:00 |  | OK
8 | M-11404-11 | MCC UNION | CO2 gas Absorber top cooler pump |  |  |  |  | 11 | [5 empty] | 2920 |  | 5.5 | 380 | Grundfos | [6 empty] | CO(009610) | Replace Motor | 2019-12-06 |  | 2025-08-19 08:00 |  | OK
9 | M-11402-11 | MCC UNION | CO2 gas Rich MEA pump |  |  |  |  | 11 | [5 empty] | 2920 |  | 5.5 | 380 | Grundfos | [6 empty] | CO(009610) | Replace Motor | 2019-12-07 |  | 2025-08-20 08:00 |  | OK
10 | M-11407-04 | MCC UNION | CO2 gas MEA supply pump |  |  |  |  | 2.7 | [7 empty] | 0.37 | 220 | Finish Thompson Inc. | [5 empty] | Model PF40 | CO(009610) | Start Plant | 2013-01-01 | 2018-09-15 08:00
11 | M-11503-03 | MCC UNION | CO2 gas Lean MEA pump | IM |  |  |  | 14.4 | [5 empty] | 2910 |  | 7.5 | 380 | Grundfos | [6 empty] | CO(009610) | Replace bearing DE/NDE | 2019-12-06 |  | 2025-08-19 08:00 |  | OK
12 | M-11558-13 | MCC UNION | CO2 gas Water scrubber pump | IM |  |  |  | 1.74 | [5 empty] | 2900 |  | 0.75 | 380 | Grundfos | [6 empty] | CO(133567) | Replace bearing DE/NDE | 2019-12-07 |  | 2025-08-20 08:00 |  | OK
13 | M-A20100-02 | MCC UNION | CO2 gas CO2 comp. A | IM |  |  |  | 273 | [5 empty] | 1480 |  | 160 | 400 | HOYER Motors | [7 empty] | Repair housing bearing, balancing & replace bearing | 2022-06-04 | 2018-09-15 08:00 |  |  | OK | OK
14 | M-A20100-25 | MCC UNION | CO2 gas CO2 comp. A oil pump | IM |  |  |  | 1.82 | [5 empty] | 1370 |  | 0.37 | 230 | Elektra | [7 empty] | Start Plant | 2013-01-01 | 2018-09-15 08:00 |  |  | OK | OK
15 | M-A20103-05 | MCC UNION | CO2 gas CO2 comp. A CW pump | IM |  |  |  | 2.89 | [7 empty] | 0.82 | 230 | Lowara | [7 empty] | Start Plant | 2013-01-01 | 2018-09-15 08:00 |  |  | OK
16 | P-0641 | MCC SCHNEIDER | CO2 gas Cooling water | IM |  |  |  | 129 | [5 empty] | 1485 |  | 75 | 380 | CMG Australia threphase | [5 empty] | Item diambil |  | Removed | 2013-01-01 | 2018-09-15 08:00 |  | OK
17 | P-0642 | MCC SCHNEIDER | CO2 gas Cooling water | IM |  |  |  | 193.4 | [5 empty] | 1480 |  | 110 | 380 | CMG Marathon threphase | [5 empty] | Item diambil |  | Removed | 2021-05-04 | 2018-09-15 08:00 |  | OK
18 | B-0641 | MCC SCHNEIDER | CO2 gas Cooling water | IM |  |  |  | 45.5 | [5 empty] | 1460 |  | 22 | 380 | Liang Chi Motor | [5 empty] | Item diambil |  | Removed | 2021-08-26 | 2018-09-15 08:00 |  |  | OK
19 | B-0642 | MCC SCHNEIDER | CO2 gas Cooling water | IM |  |  |  | 45.5 | [5 empty] | 1460 |  | 22 | 380 | Liang Chi Motor | [5 empty] | Item diambil |  | Removed | 2020-07-13 | 2018-09-15 08:00 |  |  | OK
20 | P-0643 | Local Control | CO2 gas Chemical Injection Cooling water Pump | [13 empty] | 380
21 | P-0644 | Local Control | CO2 gas Chemical Injection Cooling water Pump | [13 empty] | 380
22 | P-0645 | Local Control | CO2 gas Chemical Injection Cooling water Pump | [13 empty] | 380
23 | P-0646 | Local Control | CO2 gas Chemical Injection Cooling water Pump | [13 empty] | 380
24 | B-0621 | Local Control | CO2 gas Blower Boiler | IM |  |  |  | 20.3 | [5 empty] | 2930 |  | 11 | 380 | HOYER Motors | [7 empty] | Replace bearing DE/NDE | 2020-06-11 | 2018-09-15 08:00 |  |  | OK
25 | P-0621 | Local Control | CO2 gas Boiler Feed water Pump | IM |  |  |  | 7.9 | [5 empty] | 2940 |  | 4 | 380 | Grundfos | [7 empty] | Start Plant | 2013-01-01 | 2018-09-15 08:00 |  |  | OK
26 | P-0622 | Local Control | CO2 gas Boiler Feed water Pump | IM |  |  |  | 7.9 | [5 empty] | 2940 |  | 4 | 380 | Grundfos | [7 empty] | Start Plant | 2013-01-01 | 2018-09-15 08:00 |  |  | OK
H-922 PROJECT
1 | 2M3 | H-922 PANEL | B-922 Combustion Air Fan | IM |  |  |  | 127 | [5 empty] | 2970 |  | 75 | 380 |  |  |  | 25 | C, S, E | ** | [7 empty] | OK
2 | 3M2 | H-922 PANEL | H-922 Steam Valve motor | IM |  |  |  | 0.71 | [5 empty] | 1350 |  | 0.18 | 380 | EML |  |  | 25 | C, S, E | ** | [7 empty] | OK
3 | 3M5 | H-922 PANEL | H-922 Soot Blower motor 1 | IM |  |  |  | 1.12 | [5 empty] | 1375 |  | 0.37 | 380 | LEROY SOMER |  |  | 25 | C, S, E | ** | [7 empty] | OK
4 | 4M2 | H-922 PANEL | H-922 Soot Blower motor 2 | IM |  |  |  | 1.12 | [5 empty] | 1375 |  | 0.37 | 380 | LEROY SOMER |  |  | 25 | C, S, E | ** | [7 empty] | OK
5 | 4M4 | H-922 PANEL | H-922 Soot Blower motor 3 | IM |  |  |  | 1.12 | [5 empty] | 1375 |  | 0.37 | 380 | LEROY SOMER |  |  | 25 | C, S, E | ** | [7 empty] | OK
6 | 4M6 | H-922 PANEL | H-922 Soot Blower motor 4 | IM |  |  |  | 1.12 | [5 empty] | 1375 |  | 0.37 | 380 | LEROY SOMER |  |  | 25 | C, S, E | ** | [7 empty] | OK
CO2 LIQUID
1 | P-10315-02 | MCC-5 | CO2 Liq Condensate pump | IM | 85U06906 | MG90SB2-24FT115-H3 |  | 3.45 | 3.5 | GV2P08 | GVAE11 | LC1D09P7 |  | 2910 |  | 1.5 | 380 | Grundfos | 2014 | [11 empty] | OK
2 | P-10401-03 | MCC-5 | CO2 Liq NaOH dosing pump | IM | 00000013 | DMH 251 |  | - | 4 | GV2L08 | GVAE11 | - |  | - |  | 0.024 | 220 | Grundfos | 2014 |  |  |  |  | Stroke pump | [6 empty] | OK
3 | P-10403-07 | MCC-5 | CO2 Liq MEA circ. pump seal water | IM | 96628387 | 1LF7063-4AJ99-ZX30 |  | 0.88 | 6.3 | GV2P04 | GVAE11 | LC1D09P7 |  | 1270 |  | 0.09 | 220 | Siemens | 2014
4 | P-10405-01 | MCC-5 | CO2 Liq Reclaimer pump | IM | 3114360005 | MG160MD2-42FF300-H3 |  | 65 | 76 | LV429003 | - | LC1D80P7 | LV429170 | 2955 |  | 37 | 380 | Siemens | 2014 | [11 empty] | OK
5 | M-11203-02 | MCC-5 | CO2 Liq Soda agitator | IM | 1125260001306H | K21R 80 G4 / 2292 |  | 2.1 | 2.1 | GV2P07 | GVAE11 | LC1D09P7 |  | 1410 |  | 0.75 | 380 | VEM Motor s Thum | 2014 | [11 empty] | OK
6 | P-11221-04 | MCC-5 | CO2 Liq Fluegas scrubber pump | MG | 3114360015 | MG160LB2-42FF300-H3 |  | 34.5 | 35 | GV3P40 | GVAE11 | LC1D50P7 |  | 2940 |  | 18.5 | 380 | Grundfos | 2014 | [6 empty] | Replace Motor, winding short | 2019-06-29 |  | 2025-03-12 08:00 |  | OK
7 | M-11300-02 | MCC-5 | CO2 Liq Exhauster | IM | 14216004 | 3D2 315M-2 B3 |  | 223.8 | 221 | LV432413 | - | ABB inventer | LV432069 | 2980 |  | 132 | 380 | BEVI | 2014 | [6 empty] | Replace Motor | 2021-10-08 |  | 2027-06-22 08:00 |  | OK
8 | M-11310-04 | MCC-5 | CO2 Liq Vent. exhauster | IM | 14216003 | 3D2 225M-2 |  | 78.6 | 78.6 | LV430403 | - | ATV71HD45N4 | LV430500 | 2965 |  | 45 | 380 | BEVI | 2014 | [7 empty] | 2016-02-12 | 2021-10-26 08:00 |  |  | OK
9 | P-11405-01 | MCC-5 | CO2 Liq Rich MEA pump | IM | UD1502/1692645-005-001 | 1CV3205A / 1PC30062AA534CB0 |  | 28 | 30 | GV2P16 | GVAE11 | LC1D18P7 |  | 2930 |  | 15 | 380 | Grundfos | 2014 | [11 empty] | OK
10 | P-11405-01B | MCC-5 | CO2 Liq Rich MEA pump | IM | 2401/ 9127488-002-001 | 1CV3164A / 1LE16031DA434AB4-Z |  | 32 | [5 empty] | 2955 |  | 18.5 | 380 | Siemens | 2024-07-15 | [11 empty] | OK
11 | P-11407-02 | MCC-5 | CO2 Liq Absorber top cooler pump | IM | 3114520133 | MG160MD2-42FF300-H3 |  | 28 | 32 | GV2P32 | GVAE11 | LC1D38P7 |  | 2930 |  | 15 | 380 | Grundfos | 2014 | [11 empty] | OK
12 | P-11450-03 | MCC-5 | CO2 Liq MEA filler pump | IM |  | MG80B 1*220-240-2 B-C |  | 5.4 | 10 | GV2L14 | GVAE11 | LC1D09P7 |  | - |  | 0.9 | 220 | Grundfos | 2014 | [11 empty] | OK
13 | P-11501-01 | MCC-5 | CO2 Liq Lean MEA pump | IM | 85U185522 | MG132SB2-38FF265-H3 |  | 14.4 | 17.5 | GV2P20 | GVAE11 | LC1D18P7 |  | 2910 |  | 18.5 | 380 | Grundfos | 2019-05-14 | [6 empty] | Replace Motor menjadi 18,5KW | 2019-05-14 |  | 2025-01-25 08:00
14 | P-11501-01B | MCC-5 | CO2 Liq Lean MEA pump | IM |  | 1BA2 160L-2 |  | 33.6 | [7 empty] | 18.5 | 380 | CMP | [7 empty] | Replace Motor menjadi 18,5KW | 2019-05-14 |  | 2025-01-25 08:00 |  | OK
15 | M-11505-02 | MCC-5 | CO2 Liq Water scrubber pump | IM | 85U061042314460078 | MG80A2-19FT100-H3 |  | 1.9 | 2 |  |  |  |  | 2870 |  | 0.75 | 380 | Grundfos | 2014 | [6 empty] | Replace bearing DE/NDE | 2022-01-04 |  | 2027-09-18 08:00 |  | OK
16 | P-11601-01 | MCC-5 | CO2 Liq NOx flash pump | IM | 3115020033 | MG160MB2-42FF300-H3 |  | 20.8 | 23 |  |  |  |  | 2940 |  | 11 | 380 | Grundfos | 2014 | [6 empty] | Replace Motor | 2020-09-08 |  | 2026-05-23 08:00 |  | OK
17 | P-11601-01B | MCC-5 | CO2 Liq NOx flash pump | IM | 2401/ 9127488-001-001 | 1Cv3164A 1LE16031DA434AB4-Z |  | 27.5 | [5 empty] | 2955 |  | 15 | 380 | Siemens | 2024-07-15 | [11 empty] | OK
18 | M-A20100-01 | MCC-5 | CO2 Liq CO2 comp. A | IM | SH583910-001 | HMC2 355M2-6 |  | 355 | 350 |  |  |  |  | 990 |  | 194 | 380 | Hoyer | 2014 | [11 empty] | OK
19 | P-A20100-24 | MCC-5 | CO2 Liq CO2 comp. A oil pump | IM | 1310124655 | FCA 71B-4 |  | 1.06 | 1.2 |  |  |  |  | 1380 |  | 0.37 | 380 | AC-Motoren | 2014 | [11 empty] | OK
20 | P-A20105-01 | MCC-5 | CO2 Liq CO2 comp. A CW. pump | IM | 20141111-02348 | 5HM05N07T5RVBE |  | 1.64 | 2 |  |  |  |  | 40-142 |  | 0.85 | 380 | Lowara | 2014 | [11 empty] | OK
21 | M-B20100-01 | MCC-5 | CO2 Liq CO2 comp. B | IM | SH583910-002 | HMC2 355M2-6 |  | 355 | 350 |  |  |  |  | 990 |  | 194 | 380 | Hoyer | 2014
22 | P-B20100-24 | MCC-5 | CO2 Liq CO2 comp. B oil pump | IM | 1310124597 | FCA 71B-4 |  | 1.06 | 1.2 |  |  |  |  | 1380 |  | 0.37 | 380 | AC-Motoren | 2014 | [11 empty] | OK
23 | P-B20105-01 | MCC-5 | CO2 Liq CO2 comp. B CW. Pump | IM | 20141111-02351 | 5HM05N07T5RVBE |  | 1.64 | 2 |  |  |  |  | - |  | 0.85 | 380 | Lowara | 2014 | [11 empty] | OK
24 | P-37320-01 | MCC-5 | CO2 Liq CO2 transfer pump | IM | 4110035663/011-01 | AGX3.0 |  | 7.5 | 8 |  |  |  |  | 2720 |  | 4.3 | 380 | Hermetic | 2014 | [11 empty] | OK
25 | M-40100-01A | MCC-5 | CO2 Liq Ref. comp. A | IM |  | FS 315M |  | 225 | 230 |  |  |  |  | 2980 |  | 132 | 380 | Teco | 2025-11-24 | [6 empty] | Replace bearing DE/NDE | 2019-12-24 |  | 2025-09-06 08:00 |  | OK
26 | M-40100-01B | MCC-5 | CO2 Liq Ref. comp. B | IM | SH706825-002 | Y2E2-315M-2 |  | 220 | 250 |  |  |  |  | 2980 |  | 132 | 380 | Hoyer | 2014 | [6 empty] | Replace bearing DE/NDE | 2020-01-04 |  | 2025-09-17 08:00 |  | OK
27 | M-40100-01C | MCC-5 | CO2 Liq Ref. comp. C | IM | SH706825-003 | Y2E2-315M-2 |  | 220 | 250 |  |  |  |  | 2980 |  | 132 | 380 | Hoyer | 2014 | [11 empty] | OK
28 | P-0741A | MCC-5 | CO2 Liq Z-0741A Cooling tower Pump | IM | 13030458L | EM 280M-4 B3 |  | 198.7 | 200 |  |  |  |  | 1480 |  | 110 | 380 | Elektrim | 2014 | [11 empty] | OK
29 | P-0741B | MCC-5 | CO2 Liq Z-0741B Cooling tower Pump | IM |  | EM 280M-4 B3 |  | 198.7 | 200 |  |  |  |  | 1480 |  | 110 | 380 | Elektrim | 2014 | [11 empty] | OK
30 | P-0741C | MCC-5 | CO2 Liq Z-0741C Cooling tower Pump | IM | 2401/351099001 | 1CV3312B 1LE16033AB234AB4-Z |  | 230 | [5 empty] | 1490 |  | 132 | 380 | Siemens | 2025-04-26 | [11 empty] | OK
31 | B-0741A | MCC-5 | CO2 Liq Z-0741A Cooling tower Blower | IM | 1371029840-1 | AEVBKB-FMYFJ F20SC |  | 105 | 105 |  |  |  |  | 1470 |  | 55 | 380 | Teco | 2014 | [11 empty] | OK
32 | B-0741B | MCC-5 | CO2 Liq Z-0741B Cooling tower Blower | IM | 1371029840-2 | AEVBKB-FMYFJ F20SC |  | 105 | 105 |  |  |  |  | 1470 |  | 55 | 380 | Teco | 2014 | [6 empty] | Replace motor | 2020-09-12 |  | 2026-05-27 08:00 |  | OK
33 | P-771A | MCC-1B | CO2 Liq Product pump | CAN | 4110036227/011-01 | CNF 50-200 |  | 31 | [5 empty] | 2905 |  | 13.5 | 380 | Hermetic | 2024-08-16 | [11 empty] | OK
34 | P-771B | MCC-1B | CO2 Liq Product pump | IM | H4154314 089 | AEEBKB04 |  | 11.4 | 12 |  |  |  |  | 1445 |  | 5.5 | 380 | Teco | 2014 | [11 empty] | OK
35 | P-771C | MCC-1B | CO2 Liq Product pump | IM | EM3710T-58 | 37A001S060G1 |  | 10.8 | [7 empty] | 5.5 | 400 | Baldor | [12 empty] | OK
36 | P-994 |  | CO2 Liq N2 High Pressure | IM | 20220508 | YE2-132M-4 |  | 15.6 | [5 empty] | 1440 |  | 7.5 | 380 | Chongqing Chengxie | 2014 | [11 empty] | OK
37 | P-0743 |  | CO2 Liq pH Adjust Pump | Dosing | 15064004758-64 | P063-368TI | [9 empty] | 22 | 230 | LMI | 2014
RO PLANT
1 | MAIN PUMP | Local Control Panel | RO Main pump | MG | 3817 | MG160MB2-42FF300-H3 |  | 20.8 | 21 |  |  |  |  | 2950 |  | 11 | 380 | Grundfos | 2014 | [11 empty] | OK
2 | FEED PUMP | Local Control Panel | RO Feed Pump | MG | - | MG100LB 230/400-2 D2-F |  | 8.2 | 8 |  |  |  |  | 2905 |  | 4 | 380 | Grundfos | 2014 | [11 empty] | OK
H-923
1 | 2M1-H923 | Local Panel | H-923 Combustion Air Fan-1 | IM |  |  |  | 76.8 | [5 empty] | 2965 |  | 45 | 400 | AC-Motoren
2 | 2M2-H923 | Local Panel | H-923 Combustion Air Fan-2 | IM |  |  |  | 76.8 | [5 empty] | 2965 |  | 45 | 400 | AC-Motoren
3 | 3M1-H923 | Local Panel | H-923 Rotary Cup atomizer-1 | IM | 19/354101/1 | 1TZ9001-1CA13-4AA5-Z |  | 14.1 | [5 empty] | 2950 |  | 7.5 | 380 | Saacke | [12 empty] | OK
4 | 3M2-H923 | Local Panel | H-923 Rotary Cup atomizer-2 | IM | 19/354101/2 | 1TZ9001-1CA13-4AA5-Z |  | 14.1 | [5 empty] | 2950 |  | 7.5 | 380 | Saacke | [12 empty] | OK
5 | 4M1-H923 | Local Panel | H-923 Steam Valve Motor | IM | [11 empty] | 0.18 | 380
6 | 4M2-H923 | Local Panel | H-923 Soot Blower motor-1 | IM | [11 empty] | 0.37 | 380
7 | 4M3-H923 | Local Panel | H-923 Soot Blower motor-2 | IM | [11 empty] | 0.37 | 380
8 | 5M1-H923 | Local Panel | H-923 Water Injection Pump-1 | IM | 85U05906 | MG90SB2-24FT115-H3 |  | 3.1 | [5 empty] | 2910 |  | 1.5 | 380 | Grundfos | [12 empty] | OK
9
N2 Generator
1 | C-991C | Local Panel | N2 Compressor-Air | IM |  | M3AA 250 SMB2 IMB35 IM2001 |  | 128 | - |  |  |  |  | 2978 |  | 75 | 400 | ABB | 2021 |  | 5 | C | * | [7 empty] | OK
2 | C-991D | Local Panel | N2 Compressor-Air | IM | S3G1P212100002 | M3AA 250 SMB2 IMB35 IM2001 |  | 128 | - |  |  |  |  | 2978 |  | 75 | 400 | ABB | 2021 |  |  |  |  | Prod. 3GAA251912-VDG | [6 empty] | OK
3 | C-991C-F1 | Local Panel | N2 Fan-for compressor C-991C | IM |  |  |  |  | - | [8 empty] | Atlas copco | 2021 |  | 5 | C | *
4 | C-991D-F2 | Local Panel | N2 Fan-for compressor C-991D | IM |  |  |  |  | - | [8 empty] | Atlas copco | 2021
TFM
1 | C-993 | Local Panel | TFM Compressor-Air | IM |  | BSD75/8,5 |  | 66 | - |  |  |  |  | 2960 |  | 37 | 400 | Siemens | 2021 |  | 5 | C | * | [6 empty] | OK | OK
2 | C-993-F1 | Local Panel | TFM Compressor-Air fan | IM |  |  |  | 1.96 | [5 empty] | 945 |  | 0.75 | 400 | Siemens | 2021 |  | 5 | C | *
R-410
1 | P-411C |  | Pump-R-410B Feed | IM | 23A2T63AN000-1 | YB3-3551-2 |  | 22.5 | [5 empty] | 2980 |  | 185 | 6000 | Wolong Electric | 2021 | [10 empty] | OK | OK
R-510
1 | P-511C |  | Pump-R-520 Feed | IM |  | 1MB0063-2DA0 |  | 94.7 | [5 empty] | 2975 |  | 75 | 380 | SIEMENS | 2021 | [10 empty] | OK | OK
T-170
1 | P-179 |  | IBD Pump | CAN | PROD. No. FP-2039A | F41-616C4BM-0810V1-BV |  | 61 | [5 empty] | 3000 |  | 30 | 380 | Teikoku Electric. | 2022 | [11 empty] | OK |  | OK
2 | P-172 |  | Pump IBD | CAN | PROD. No. FP-1686A | R41-215F4DM |  | 3.3 | [5 empty] | 3000 |  | 1.1 | 380 | Teikoku Electric. | 2021 | [11 empty] | OK |  | OK
3 | P-174 |  | Pump IBD | CAN | PROD. No. FP-1687A | R41-216F4BM |  | 5.5 | [5 empty] | 3000 |  | 2.2 | 380 | Teikoku Electric. | 2021 | [11 empty] | OK |  | OK
4 | P-175 |  | IBD Pump | CAN | PROD. No. FP-1688A | F60-3215N4BL |  | 8.4 | [5 empty] | 3000 |  | 3 | 380 | Teikoku Electric. | 2021 | [11 empty] | OK |  | OK
5 | E-175A | MCC-3 | T-170 Air Fin Cooler | IM |  | M3KP 100LA 4 |  | 4.6 | [5 empty] | 1429 |  | 2.2 | 380 | ABB | 2021 | [13 empty] | OK
6 | E-175B | MCC-3 | T-170 Air Fin Cooler | IM |  | M3KP 100LA 4 |  | 4.6 | [5 empty] | 1429 |  | 2.2 | 380 | ABB | 2021 | [13 empty] | OK
RWWT
1 | P-871A | Local control | SWWT Raw water pump | IM | LMH-2103/800024343365/002 | 112M 1LE0102-1BA2 |  | 8.2 | [5 empty] | 2910 |  | 4 | 380 | Siemens | [12 empty] | OK
2 | P-871B | Local control | SWWT Raw water pump | IM | LMH-2103/800024343365/003 | 112M 1LE0102-1BA2 |  | 8.2 | [5 empty] | 2910 |  | 4 | 380 | Siemens | [12 empty] | OK
3 | P-872 | Local control | SWWT Feed water pump | IM | LMH-2108/800025655800/012 | 100L 1LE0102-1AA4 |  | 6.3 | [5 empty] | 2850 |  | 3 | 380 | Siemens | [12 empty] | OK
4 | P-873 | Local control | SWWT High pressure pump | IM | 85U17526 | MG160MD2-42FF300-H3 |  | 28 | [5 empty] | 2950 |  | 15 | 380 | Grundfos | [12 empty] | OK
5 | P-875 | Local control | SWWT RO cleaning pump | IM | 85U0541310005879 | MG112MC2-28FT130-H3 |  | 7.9 | [5 empty] | 2940 |  | 4 | 380 | Grundfos | [12 empty] | OK
6 | P-874 | Local control | SWWT Product RO pump | IM | LMH-2201/800026888531/001 | 132S 1LE0022-1CB0 |  | 11.6 | [5 empty] | 1450 |  | 5.5 | 380 | Siemens | [12 empty] | OK
7 | P-876 | Local control | SWWT PH Dosing pump | DP | 1002M0025628 | LB 6 |  | 3.8 | [5 empty] | - |  | 29 | 220 | Jesco | [12 empty] | OK
8 | P-877 | Local control | SWWT Biocide Dosing pump | DP | 1002M0025627 | LB 6 |  | 3.8 | [5 empty] | - |  | 29 | 220 | Jesco | [12 empty] | OK
9 | P-878 | Local control | SWWT Antiscalant Dosing pump | DP | 1002M0025635 | LB 6 |  | 3.8 | [5 empty] | - |  | 29 | 220 | Jesco | [12 empty] | OK
10 | P-010 | Local control | Reject Pump | [13 empty] | 380
Artesian Well
1 | P-901A | Local control | Artesian well Admin Side | submersible | [12 empty] | 380 | Grundfoss
2 | P-901B | Local control | Artesian well PKG Side | submersible |  | SP17-16 MS600 | [9 empty] | 9.2 | 380 | Grundfoss | [12 empty] | OK
FOL Separator
1 | P-962 | Local control (MCC-3) | Feed Pump | IM | 240112981 | YB3-90S-2-H |  | 3.5 | [5 empty] | 2890 |  | 1.5 | 380 | Marine | 2024-05-25 | [11 empty] | OK
2 | M-962 | Local control (MCC-3) | Motor FOL Separator | IM | 002384 | YBX3-112M-2 |  | 7.9 | [5 empty] | 2900 |  | 4 | 380 | Marine | 2024-05-25 | [11 empty] | OK
Total Equipment |  | 435 | [22 empty] | 235 |  |  |  |  | 295
| P-965 |  | FeSO4 Pump | [21 empty] | OP34
| P-966 |  | Slurry Pump | [21 empty] | OP34
Menu

## 11
Equipment List of MISCELLANEOUS
Note :
C : Critical; S : Safety; E : Environment
NO | TAG NO. |  |  |  | LOCATION | SERVICE | DETECTOR TYPE | P & ID No | Model | S/N | MFG | RANGE |  |  | PIC | Category |  | COMPLEX GRADE | REMARK
[12 empty] | LO | HI | UNIT |  | Score | Grade
1 | GD | - | 0101 | GD-0101 | H-011 | E-013, 014 NORTH | CH4 |  | VH-1-1 KD-2A |  | Cosmos | 0 | 100 | % LEL |  | 25 | S, E | **
2 | GD | - | 0102 | GD-0102 | H-011 | H-011 NORTH-EAST | CH4 |  | VH-1-1 KD-2A |  | Cosmos | 0 | 100 | % LEL |  | 25 | S, E | **
3 | GD | - | 0103 | GD-0103 | H-011 | H-011 SOUTH-WEST | CH4 |  | VH-1-1 KD-2A |  | Cosmos | 0 | 100 | % LEL |  | 25 | S, E | **
4 | GD | - | 0104 | GD-0104 | H-011 | H-011 SOUTH-EAST | CH4 |  | VH-1-1 KD-2A |  | Cosmos | 0 | 100 | % LEL |  | 25 | S, E | **
5 | GD | - | 0105 | GD-0105 | E-017 | E-017 WEST | H2 |  | VC-1-1 KD-3A |  | Cosmos | 0 | 100 | % LEL |  | 25 | S, E | **
6 | GD | - | 0106 | GD-0106 | E-024 | E-024 NORTH | H2 |  | VC-1-1 KD-3A |  | Cosmos | 0 | 100 | % LEL |  | 25 | S, E | **
7 | GD | - | 0107 | GD-0107 | E-019 | E-019 WEST | H2 |  | VC-1-1 KD-3A |  | Cosmos | 0 | 100 | % LEL |  | 25 | S, E | **
8 | GD | - | 0108 | GD-0108 | E-019 | E-019 WEST | H2 |  | VC-1-1 KD-3A |  | Cosmos | 0 | 100 | % LEL |  | 25 | S, E | **
9 | GD | - | 0109 | GD-0109 | U-041 | U-041 EAST | H2 |  | VC-1-1 KD-3A |  | Cosmos | 0 | 100 | % LEL |  | 25 | S, E | **
10 | GD | - | 0110 | GD-0110 | U-041 | PIPE RACK PR-9 SOUTH | H2 |  | VC-1-1 KD-3A |  | Cosmos | 0 | 100 | % LEL |  | 25 | S, E | **
11 | GD | - | 1001 | GD-1001 | R-101 | R-101 | PPY |  | VC-1-1 KD-2A |  | Cosmos | 0 | 100 | % LEL |  | 25 | S, E | **
12 | GD | - | 1002 | GD-1002 | R-130 | R-130 | CO |  | VD-1-1 KS-2D |  | Cosmos | 0 | 250 | PPM |  | 25 | S, E | **
13 | GD | - | 1003 | GD-1003 | A-110 | A-110 (NEARBY A-110) | CO |  | VD-1-1 KS-2D |  | Cosmos | 0 | 250 | PPM |  | 25 | S, E | **
14 | GD | - | 1004 | GD-1004 | C-112 | C-112 | CO |  | VD-1-1 KS-2D |  | Cosmos | 0 | 250 | PPM |  | 25 | S, E | **
15 | GD | - | 1005 | GD-1005 | C-150 | C-150 | PPY |  | VC-1-1 KD-2A |  | Cosmos | 0 | 100 | % LEL |  | 25 | S, E | **
16 | GD | - | 1006 | GD-1006 | C-412 | C-412 | PPY |  | VC-1-1 KD-2A |  | Cosmos | 0 | 100 | % LEL |  | 25 | S, E | **
17 | GD | - | 1007 | GD-1007 | R-410 | R-410 | H2 |  | VC-1-1 KD-3A |  | Cosmos | 0 | 100 | % LEL |  | 25 | S, E | **
18 | GD | - | 1008 | GD-1008 | R-610 | R-610 | H2 |  | VC-1-1 KD-3A |  | Cosmos | 0 | 100 | % LEL |  | 25 | S, E | **
19 | GD | - | 7001 | GD-7001 | D-711 | D-711 | PPY |  | VC-1-1 KD-2A |  | Cosmos | 0 | 100 | % LEL |  | 25 | S, E | **
20 | GD | - | 7002 | GD-7002 | D-712 | D-712 | PPY |  | VC-1-1 KD-2A |  | Cosmos | 0 | 100 | % LEL |  | 25 | S, E | **
21 | GD | - | 7003 | GD-7003 | D-713 | D-713 | PPY |  | VC-1-1 KD-2A |  | Cosmos | 0 | 100 | % LEL |  | 25 | S, E | **
22 | GD | - | 7004 | GD-7004 | D-714 | D-714 | PPY |  | VC-1-1 KD-2A |  | Cosmos | 0 | 100 | % LEL |  | 25 | S, E | **
23 | HC | - | 0103 | HC-0103 | H-011 | AIR DAMPER ON H-011 | - | P205-01200 |  |  |  | 0 | 100 | %
24 | HC | - | 0104 | HC-0104 |  |  |  | P205-01300
25 | HC | - | 0108 | HC-0108 |  |  |  | P205-01300
26 | HC | - | 0110 | HC-0110 | E-016 | PROCESS GAS TO T-021 | - | P205-01100 |  |  |  | 0 | 100 | %
27 | HC | - | 0111 | HC-0111 | T-021 | OFF-GAS BURNERS H-011 | - | P205-01300 |  |  |  | 0 | 100 | %
28 | HC | - | 0201 | HC-0201 |  | MEA SOLUTION FOR TREATMENT | - |  |  |  |  | 0 | 100 | %
29 | HC | - | 1201 | HC-1201 | T-120 | T-120 PARGE GAS | - | P205-10400 |  |  |  | 0 | 100 | %
30 | HC | - | 1401 | HC-1401 | TK-141 | TK-141 TO D-145 | - | P205-10500 |  |  |  | 0 | 100 | %
31 | HC | - | 4101 | HC-4101 | D-416 | D-416 TO PGH | - |  |  |  |  | 0 | 100 | %
32 | HC | - | 5101 | HC-5101 | R-510 | R-510 TO PGH | - |  |  |  |  | 0 | 100 | %
33 | HC | - | 6101 | HC-6101 | R-610 | R-610 TO PGH | - |  |  |  |  | 0 | 100 | %
34 | HC | - | 9301 | HC-9301 | U-930 | U-930 | - |  |  |  |  | 0 | 100 | %
35 | HC | - | 9501 | HC-9501 |  | LPS TO FLARE STACK | - |  |  |  |  | 0 | 100 | %
36 | HY | - | 0103 | HY-0103 | H-011 | H-011 CONVECTION DAMPER | I/P CONV. |  | KUX113Z-XH11BA-G7N | R-01693-41-012 | Yamatake H. | 0 | 100 | %
37 | PY | - | 0107 | PY-0107 | B-011 | B-011 SUCTION DAMPER | I/P CONV. |  | KUX113Z-XH11BA-G7N | R-01693-41-019 | Yamatake H. | 0 | 100 | % |  | 5 | C | *
38 | PY | - | 0111 | PY-0111 | B-012 | B-012 SUCTION DAMPER | I/P CONV. |  | KUX113Z-XH11BA-G7N | R-01693-41-011 | Yamatake H. | 0 | 100 | % |  | 5 | C | *
39 | RD | - | 0111 | RD-0111 | C-011 | Sensor C-011-1 | Rod drop | M323-10160 | VM-51 |  | Shinkawa |  |  |  |  | 5 | C | *
40 | RD | - | 0112 | RD-0112 | C-011 | Sensor C-011-2 | Rod drop | M323-10160 | VM-51 |  | Shinkawa |  |  |  |  | 5 | C | *
41 | RD | - | 0181 | RD-0181 | C-018 | Sensor C-018-1 | Rod drop | M323-10160 | VM-51 |  | Shinkawa |  |  |  |  | 5 | C | *
42 | RD | - | 0182 | RD-0182 | C-018 | Sensor C-018-2 | Rod drop | M323-10160 | VM-51 |  | Shinkawa |  |  |  |  | 5 | C | *
43 | RD | - | 0120 | RD-0120 | C-012 | Sensor C-012 stage 1 | Rod drop | M323-20160 | VM-51 |  | Shinkawa |  |  |  |  | 5 | C | *
44 | RD | - | 0121 | RD-0121 | C-012 | Sensor C-012 stage 2 | Rod drop | M323-20160 | VM-51 |  | Shinkawa |  |  |  |  | 5 | C | *
45 | RD | - | 1501 | RD-1501 | C-150 | Sensor C-150 Right | Rod drop |  | VM-51 |  | Shinkawa |  |  |  |  | 5 | C | *
46 | RD | - | 1502 | RD-1502 | C-150 | Sensor C-150 Left | Rod drop |  | VM-51 |  | Shinkawa |  |  |  |  | 5 | C | *
47 | RD | - | 4121 | RD-4121 | C-412 | C-412 L side (Admin) | Rod drop |  | VM-51 |  | Shinkawa |  |  |  |  | 5 | C | *
48 | RD | - | 4122 | RD-4122 | C-412 | C-412 R side (Jetty) | Rod drop |  | VM-51 |  | Shinkawa |  |  |  |  | 5 | C | *
49 | RD | - | 9601 | RD-9601 | C-009 | C-009 | Rod drop | M323-50160 | VM-51 |  | Shinkawa
50 | TY | - | 1410 | TY-1410 | E-145 | E-145 PITCH CONTROL | I/P CONV. | P205-10500 | KUX113Z-XH11BA-G7N | R-01693-41-013 | Yamatake H. | 0.2 | 1 | kg/cm2G
51 | TY | - | 1613 | TY-1613 | E-165 | E-165 PITCH CONTROL | I/P CONV. | P205-10700 | KUX113Z-XH11BA-G7N | R-01693-41-014 | Yamatake H. | 0.2 | 1 | kg/cm2G
52 | TY | - | 4205 | TY-4205 | E-425 | E-425 PITCH CONTROL | I/P CONV. |  | KUX113Z-XH11BA-G7N | R-01693-41-015 | Yamatake H. | 0.2 | 1 | kg/cm2G
53 | TY | - | 5205 | TY-5205 | E-525 | E-525 PITCH CONTROL | I/P CONV. | P205-50200 | KUX113Z-XH11BA-G7N | R-01693-41-016 | Yamatake H. | 0.2 | 1 | kg/cm2G
54 | TY | - | 5305 | TY-5305 | E-535 | E-535 PITCH CONTROL | I/P CONV. | P205-50300 | PK200-A33/X1/CS1/SS |  | Yokogawa | 0.2 | 1 | kg/cm2G
55 | TY | - | 6206 | TY-6206 | E-625 | E-625 PITCH CONTROL | I/P CONV. | P205-60200 | KUX113Z-XH11BA-G7N | R-01693-41-018 | Yamatake H. | 0.2 | 1 | kg/cm2G
56 | VI | - | 0111 | VI-0111 | C-011 | C-011 STG 1 | Impact trans. | M323-10160 | IT 6810 |  | Metrix | 0 | 16 | IMP
57 | VI | - | 0112 | VI-0112 | C-011 | C-011 STG 2 | Impact trans. | M323-10160 | IT 6810 |  | Metrix | 0 | 16 | IMP
58 | VI | - | 0181 | VI-0181 | C-018 | C-018 STG 1 | Impact trans. | M323-10160 | IT 6810 |  | Metrix | 0 | 16 | IMP
59 | VI | - | 0182 | VI-0182 | C-018 | C-018 STG 2 | Impact trans. | M323-10160 | IT 6810 |  | Metrix | 0 | 16 | IMP
60 | VI | - | 0091 | VI-0091 | C-009 | C-009 | Impact trans. |  | IT 6810 |  | Metrix | 0 | 16 | IMP
61 | VI | - | 4121 | VI-4121 | C-412 | C-412 L side (Admin) STG1 | Impact trans. |  | IT 6810 |  | Metrix | 0 | 16 | IMP
62 | VI | - | 4122 | VI-4122 | C-412 | C-412 R side (Jetty) STG2 | Impact trans. |  | IT 6810 |  | Metrix | 0 | 16 | IMP
63 | VS | - | 0101A | VS-0101A | E-018A | E-018A VIBRATION | VIBRATION |  | VS2EX |  | Murphy | - | - | -
64 | VS | - | 0101B | VS-0101B | E-018B | E-018B VIBRATION | VIBRATION |  | VS2EX |  | Murphy | - | - | -
65 | VS | - | 0101C | VS-0101C | E-018C | E-018C VIBRATION | VIBRATION |  | VS2EX |  | Murphy | - | - | -
66 | VS | - | 0101D | VS-0101D | E-018D | E-018D VIBRATION | VIBRATION |  | VS2EX |  | Murphy | - | - | -
67 | VS | - | 1101A | VS-1101A | E-115/143A | E-115/143A VIBRATION | VIBRATION |  | VS2EX |  | Murphy | - | - | -
68 | VS | - | 1101B | VS-1101B | E-115/143B | E-115/143B VIBRATION | VIBRATION |  | VS2EX |  | Murphy | - | - | -
69 | VS | - | 1102A | VS-1102A | E-118A | E-118A VIBRATION | VIBRATION |  | VS2EX |  | Murphy | - | - | -
70 | VS | - | 1102B | VS-1102B | E-118B | E-118B VIBRATION | VIBRATION |  | VS2EX |  | Murphy | - | - | -
71 | VS | - | 1102C | VS-1102C | E-118C | E-118C VIBRATION | VIBRATION |  | VS2EX |  | Murphy | - | - | -
72 | VS | - | 1102D | VS-1102D | E-118D | E-118D VIBRATION | VIBRATION |  | VS2EX |  | Murphy | - | - | -
73 | VS | - | 1402A | VS-1402A | E-145A | E-145A VIBRATION | VIBRATION | P205-10500 | VS2EX |  | Murphy | - | - | -
74 | VS | - | 1402B | VS-1402B | E-145B | E-145B VIBRATION | VIBRATION | P205-10500 | VS2EX |  | Murphy | - | - | -
75 | VS | - | 1402C | VS-1402C | E-145C | E-145C VIBRATION | VIBRATION | P205-10500 | VS2EX |  | Murphy | - | - | -
76 | VS | - | 1402D | VS-1402D | E-145D | E-145D VIBRATION | VIBRATION | P205-10500 | VS2EX |  | Murphy | - | - | -
77 | VS | - | 1402E | VS-1402E |  | E-145E VIBRATION | VIBRATION | P205-10500 | VS2EX |  | Murphy | - | - | -
78 | VS | - | 1402F | VS-1402F |  | E-145F VIBRATION | VIBRATION | P205-10500 | VS2EX |  | Murphy | - | - | -
79 | VS | - | 1601A | VS-1601A | E-165A | E-165A VIBRATION | VIBRATION | P205-10700 | VS2EX |  | Murphy | - | - | -
80 | VS | - | 1601B | VS-1601B | E-165B | E-165B VIBRATION | VIBRATION | P205-10700 | VS2EX |  | Murphy | - | - | -
81 | VS | - | 1601C | VS-1601C | E-165C | E-165C VIBRATION | VIBRATION | P205-10700 | VS2EX |  | Murphy | - | - | -
82 | VS | - | 1601D | VS-1601D | E-165D | E-165D VIBRATION | VIBRATION | P205-10700 | VS2EX |  | Murphy | - | - | -
83 | VS | - | 1601E | VS-1601E | E-165E | E-165E VIBRATION | VIBRATION | P205-10700 | VS2EX |  | Murphy | - | - | -
84 | VS | - | 1601F | VS-1601F | E-165F | E-165F VIBRATION | VIBRATION | P205-10700 | VS2EX |  | Murphy | - | - | -
85 | VS | - | 1601G | VS-1601G | E-165G | E-165G VIBRATION | VIBRATION | P205-10700 | VS2EX |  | Murphy | - | - | -
86 | VS | - | 1601H | VS-1601H | E-165H | E-165H VIBRATION | VIBRATION | P205-10700 | VS2EX |  | Murphy | - | - | -
87 | VS | - | 1601I | VS-1601I | E-165I | E-165I VIBRATION | VIBRATION | P205-10700 | VS2EX |  | Murphy | - | - | -
88 | VS | - | 1601J | VS-1601J | E-165J | E-165J VIBRATION | VIBRATION | P205-10700 | VS2EX |  | Murphy | - | - | -
89 | VS | - | 2401 | VS-2401 | F-240 | F-240 VIBRATION | VIBRATION | P205-20300 |  |  |  | - | - | -
90 | VS | - | 4101A | VS-4101A | E-418A | E-418A VIBRATION | VIBRATION | P205-50100 | VS2EX |  | Murphy | - | - | -
91 | VS | - | 4101B | VS-4101B | E-418B | E-418B VIBRATION | VIBRATION | P205-50100 | VS2EX |  | Murphy | - | - | -
92 | VS | - | 4102A | VS-4102A | E-414A | E-414A VIBRATION | VIBRATION |  | VS2EX |  | Murphy | - | - | -
93 | VS | - | 4102B | VS-4102B | E-414B | E-414B VIBRATION | VIBRATION |  | VS2EX |  | Murphy | - | - | -
94 | VS | - | 4201A | VS-4201A | E-425A | E-425A VIBRATION | VIBRATION |  | VS2EX |  | Murphy | - | - | -
95 | VS | - | 4201B | VS-4201B | E-425B | E-425B VIBRATION | VIBRATION |  | VS2EX |  | Murphy | - | - | -
96 | VS | - | 4301A | VS-4301A | E-437A | E-437A VIBRATION | VIBRATION |  | VS2EX |  | Murphy | - | - | -
97 | VS | - | 4301B | VS-4301B | E-437B | E-437B VIBRATION | VIBRATION |  | VS2EX |  | Murphy | - | - | -
98 | VS | - | 4301C | VS-4301C | E-437C | E-437C VIBRATION | VIBRATION |  | VS2EX |  | Murphy | - | - | -
99 | VS | - | 5201A | VS-5201A | E-525A | E-525A VIBRATION | VIBRATION | P205-50200 | VS2EX |  | Murphy | - | - | -
100 | VS | - | 5201B | VS-5201B | E-525B | E-525B VIBRATION | VIBRATION | P205-50200 | VS2EX |  | Murphy | - | - | -
101 | VS | - | 5201C | VS-5201C | E-525C | E-525C VIBRATION | VIBRATION | P205-50200 | VS2EX |  | Murphy | - | - | -
102 | VS | - | 5301A | VS-5301A | E-535A | E-535A VIBRATION | VIBRATION | P205-50300 | VS2EX |  | Murphy | - | - | -
103 | VS | - | 5301B | VS-5301B | E-535B | E-535B VIBRATION | VIBRATION | P205-50300 | VS2EX |  | Murphy | - | - | -
104 | VS | - | 5301C | VS-5301C | E-535C | E-535C VIBRATION | VIBRATION | P205-50300 | VS2EX |  | Murphy | - | - | -
105 | VS | - | 6201A | VS-6201A | E-625A | E-625A VIBRATION | VIBRATION | P205-60200 | VS2EX |  | Murphy | - | - | -
106 | VS | - | 6201B | VS-6201B | E-625B | E-625B VIBRATION | VIBRATION | P205-60200 | VS2EX |  | Murphy | - | - | -
107 | VS | - | 9201A | VS-9201A | E-922A | E-922A VIRATION | VIBRATION | P206-92200 | VS2EX |  | Murphy | - | - | -
108 | VS | - | 9201B | VS-9201B | E-922B | E-922B VIBRATION | VIBRATION | P206-92200 | VS2EX |  | Murphy | - | - | -
109 | VS | - | 9401A | VS-9401A | Z-941A | Z-941A VIBRATION | VIBRATION |  | EP 646B72 |  | PCB Piezotronics | - | - | -
110 | VS | - | 9401B | VS-9401B | Z-941B | Z-941B VIBRATION | VIBRATION |  | EP 646B72 |  | PCB Piezotronics | - | - | -
111 | VS | - | 9401C | VS-9401C | Z-941C | Z-941C VIBRATION | VIBRATION |  | EP 646B72 |  | PCB Piezotronics | - | - | -
CO2 LIQUID
111 | GD | - | 0111 | GD-1004 | CO2 100TPD | NH3 COMPRESSOR | NH3 |  |  |  | Cosmos | 0 | 250 | PPM |  | 25 | S, E | **
112 | VI | - | 0741A | VI-0741A | CO2 100TPD | COOLING TOWER' | Impact trans. |  |  |  |  | 0 | 0.55 | G
113 | VI | - | 0741B | VI-0741B | CO2 100TPD | COOLING TOWER' | Impact trans. |  |  |  |  | 0 | 0.55 | G
Total Equipment |  |  |  | #REF! | 114
Menu

## 10
Equipment List of ANALYZER
Note :
C : Critical; S : Safety; E : Environment
NO | TAG NO. | SERVICE | TEMP. (oC) | PRESS. (kg/cm2G) | LOCATION | MODEL | MFG | DETECTOR TYPE | P & ID No | COMPONEN | RANGE |  |  | PIC | Category |  | COMPLEX GRADE | Installation date | Spare Part | IK/ SOP | PM | Man Power | REMARK
[11 empty] | LO | HI | UNIT |  | Score | Grade
1 | AI-0101 | FLUE GAS WHS |  |  | SYN GAS | EAS1681 | Yokogawa | Zirconia | P205-01200 | O2 | 0 | 10 | MOL % |  | 25 | C, S, E | ** | 2022 | [6 empty] | 010 | 0-10 MOL %
2 | AI-0102 | PROCESS CONDENSATE SEPARATOR OUTLET |  |  | SYN GAS | 7MB2111-1DP61-6AA1-Z E74 | Siemens | Infrared Analyzer | P205-10500 | CH4 | 0 | 1 | MOL % |  | 25 | C, S, E | ** | 2022 | [5 empty] | S5 | 010 | 0-1 MOL %
3 | AI-0201 | CO2 ABSORBER OUTLET |  |  | SYN GAS | 7MB2111-1CE61-6AA1-Z E74 | Siemens | Infrared Analyzer | P205-10300 | CO2 | 0 | 200 | PPM |  | 25 | C, S, E | ** | 2022 | [5 empty] | S8 | 020 | 0-200 PPM
4 | AI-0302 | PSA & MEMBRANE OUTLET |  |  | SYN GAS | GC8000 KGC-16313 | Yokogawa | PGC |  | CO | - | - | - |  | 25 | C, S, E | ** | 2022 | [5 empty] | S10 | 030 | --- -
5 | AI-1101 | R-110 RECYCLE GAS |  |  | OCTANOL | IR400 | Yokogawa | Infrared Analyzer | P205-10200 | CO | 0 | 20 | MOL % |  | 25 | C, S, E | ** | [6 empty] | OP-002 | 110 | 0-20 MOL %
6 | AI-1102A | GOX to T-120 | 40 | 21.8 | OCTANOL | GC8000 KGC-16312 | Yokogawa | - | P205-10400 | H2,CO2,CO,C3H6,CH4 | - | - | - |  | 25 | C, S, E | ** | 2022 | [6 empty] | 110 | --- -
7 | AI-1102B | R-110 Recycle Gas | 40 | 17.5 | OCTANOL | GC8000 KGC-16312 | Yokogawa | - | P205-10200 | H2,CO2,CO,C3H6,CH4,PPY,PPA | - | - | - |  | 25 | C, S, E | ** | 2022 | [6 empty] | 110 | --- -
8 | AI-1102C | T-120 O.H. | 95.4 | 19 | OCTANOL | GC8000 KGC-16312 | Yokogawa | - | P205-10400 | H2,CO2,CO,C3H6,CH4,PPY,PPA | - | - | - |  | 25 | C, S, E | ** | 2022 | [6 empty] | 110 | --- -
9 | AI-1102D | S-135 Purge gas | 20 | 15 | OCTANOL | GC8000 KGC-16312 | Yokogawa | - | P205-10300 | H2,CO2,CO,C3H6,CH4,PPY,PPA | - | - | - |  | 25 | C, S, E | ** | 2022 | [6 empty] | 110 | --- -
10 | AI-1102E | PPY to R-110 | 52.1 | 21 | OCTANOL | GC8000 KGC-16312 | Yokogawa | - | P205-10100 | PPY,PPA | - | - | - |  | 25 | C, S, E | ** | 2022 | [6 empty] | 110 | --- -
11 | AI-1103A | Crud Ald. | 40 | 2.5 | OCTANOL | GC8000 KGC-16314 | IBD,NBD | - | P205-10500 | IBD,NBD | - | - | - |  | 25 | C, S, E | ** | 2022 | [6 empty] | 110 | --- -
12 | AI-1103B | T-160 Bottom | 81.1 | 5.6 | OCTANOL | GC8000 KGC-16314 | IBD,NBD, TOL | - | P205-10700 | IBD,NBD, TOL | - | - | - |  | 25 | C, S, E | ** | 2022 | [6 empty] | 110 | --- -
13 | AC-8101 | AERATION TANK TK-814 |  |  | UTILITY |  | Yokogawa | PH METER |  | - | 0 | 14 | pH |  | 25 | E | ** | 1997 | [5 empty] | U07 | 810 | 0-14 pH
14 | AC-8102 | NEUTRALZATION TANK TK-818 |  |  | UTILITY |  | Yokogawa | PH METER |  | - | 0 | 14 | pH |  | 25 | E | ** | 1997 | [6 empty] | 810 | 0-14 pH
15 | AC-8103 | Ph meter |  |  | WWT |  | Yokogawa | PH METER |  | - | 0 | 14 | pH |  | 25 | E | ** | 1997 | [5 empty] | U07 | 810 | 0-14 pH
16 | AI-9201 | DAERATOR D-921 |  |  | UTILITY |  | Yokogawa | PH METER | P206-92400 | - | 0 | 14 | pH |  |  |  |  | 1997 | [5 empty] | U16 | 920 | 0-14 pH
17 | AI-9202 | Boiler |  |  | UTILITY |  | Yokogawa | Zirconia |  | O2 | 0 | 24 | MOL % | [11 empty] | 920 | 0-24 MOL %
18 | AIRA-9333 | ANION EXCHANGER OUTLET COND. | 33 | 4.2 | DEMIN WATER | 8225 | Burkert | CONDUCTIVITY |  | DMW | 0.05 | 50 | us/cm | [9 empty] | Lokal tidak ada |  | 930 | 0.05-50 us/cm
19 | AIRA-9302 | PRODUCT DEMIN WATER Si02 ANALYZER | 33 | 3.1 | DEMIN WATER | 60000 | HACH | SILICA ANALYZER | U311-00166 | DMW | 0 | 5000 | ug/l |  |  |  |  | 1997 | [6 empty] | 930 | 0-5000 ug/l
20 | AIRA-9301 | MIXED BED POLISHER OUTLET COND. | 33 | 3.3 | DEMIN WATER | 8222 | Burkert | CONDUCTIVITY | U311-00166 | DMW | 0.05 | 50 | us/cm |  |  |  |  | 2022-03-08 | 90014094 | [5 empty] | 930 | 0.05-50 us/cm
21 | AIRA-9339 | NEUTRALIZED WASTE WATER | 40 | 2.88 | DEMIN WATER | 8205 | Burkert | pH | U311-00167 | WWT | 0 | 14 | Ph |  |  |  |  | 1997 | [6 empty] | 930 | 0-14 Ph
22 | AI-8201 | [6 empty] | PH METER |  |  | 0 | 14 | Ph | [11 empty] | 820 | 0-14 Ph
23 | AI-0501 | U-051 D1A & U-051D1B |  |  | Guard Bed |  |  | PGC |  | CO | [14 empty] | 050 | -
-
| CO2 GAS | [24 empty] | -
1 | QT-11202-07 | CO2 gas pH value of Flue gas cooler |  |  |  | 1066-P-HT-60 | Emerson | pH Meter |  | Process water | 0 | 14 | pH |  |  |  |  | 2012 |  |  |  |  | Display: 1066-P-HT-60 | CO(133565) | 060 | 0-14 pH
| H-922 | [24 empty] | -
-
1 | 49B6-1 | H-922 Conductifity |  |  | Drum | FLB1 and EL-22 | Igena | Conductivity |  |  | 0 | 1000 | us/cm2 |  |  |  |  | 2014 | [6 empty] | 920 | 0-1000 us/cm2
2 | 46B6-2 | H-922 O2 measurement |  |  | Cimney | Lambda LS2 | Lamtec | Zirconia |  |  | 0 | 25 | % |  | 5 | C | * | 2014 | [6 empty] | 920 | 0-25 %
-
| CO2 LIQUID | [24 empty] | -
-
1 | AI-0701 | CO2 Liq Total Sulfure analyzer |  |  | Syngas | R6000s | ANTEQ PAC | Pyro-flourescence |  | COS in CO2 gas | 0 | 10 | ppm |  | 25 | E | ** | 2015 | [6 empty] | 770 | 0-10 ppm
2 | AI-0702 | CO2 Liq Total Hydrocarbon analyzer |  |  | Syngas | R600 | CAI | FID |  | CH4 in CO2 gas | 0 | 100 | ppm |  | 25 | E | ** | 2015 | [6 empty] | 770 | 0-100 ppm
3 | AI-0703 | CO2 Liq Moisture analyzer |  |  | Syngas | Aquavolt | Mecco Inc. | Electrolytic cell |  | H2O in CO2 gas | 0 | 1000 | ppm |  | 25 | E | ** | 2015 | [6 empty] | 770 | 0-1000 ppm
4 | AI-0704 | CO2 Liq Total Aromatics Hydrocarbons analyzer |  |  | Syngas | R1020 | ANTEQ PAC | UV-flourescene |  | Benzene ini CO2 gas | 0 | 50 | ppb |  | 25 | E | ** | 2015 | [6 empty] | 770 | 0-50 ppb
5 | QT-10115-01 | CO2 Liq Conductifity meter |  |  | Syngas | CP30 | Spirax sarco | Conduction |  | Hot water | 0 | 10000 | uS/cm2 |  | 25 | E | ** | 2015 | [6 empty] | 770 | 0-10000 uS/cm2
6 | QT-11221-07 | CO2 Liq pH value of Flue gas cooler |  |  | Syngas | 1066-P-HT-60 | Emerson | pH Meter |  | Process water | 0 | 14 | pH |  | 25 | E | ** | 2015 |  |  |  |  | Display: 1066-P-HT-60 |  | 770 | 0-14 pH
7 | MT-36102-14 | CO2 Liq Moisture analyzer |  |  | Syngas | DMT242 | Vaisala | Thin film polymer |  | CO2 gas | -80 | 20 | C |  | 25 | E | ** | 2015 | [6 empty] | 770 | -80-20 C
| Air Dryer Project | [24 empty] | -
1 | MI-021 | Z-991B air product |  |  | Z-991B |  | Kaeser |  |  | H2O in Air |  |  | C |  | 5 | c | * | [7 empty] | 990 | - C
-
| N2 Generator Plant | [24 empty] | -
1 | AT-6 | N2 Generator Analyzer |  |  | Panel | GNL-3100 | ci-ele.com | Electrochemical gas analyzer |  | N2 |  |  |  |  | 5 | c | * | 2021 | [6 empty] | 990 | -
| H-923 | [24 empty] | -
1 | 49B6 | H-923 Conductifity |  |  | Drum | FLB1 and EL-22 | Igena | Conductivity |  |  | 0 | 1000 | us/cm2 |  |  |  |  | 2019 | [6 empty] | 920 | 0-1000 us/cm2
2 | 46B6 | H-923 O2 measurement |  |  | Cimney | Lambda LS2 | Lamtec | Zirconia |  |  | 0 | 25 | % |  | 5 | c | * | 2019 | [6 empty] | 920 | 0-25 %
Total Equipment |  |  |  |  | 37 | [18 empty] | 8
Menu

## 9
Equipment List of LEVEL GAUGE
Note :
C : Critical; S : Safety; E : Environment
NO | TAG NO. | SERVICE | LOCATION | S/N | MODEL | MFG | P & ID | FLUID NAME | PRESS. (kg/cm2G) | TEMP. (oC) | TYPE | RANGE |  |  | PIC | Installed date | Item code | Category |  | COMPLEX GRADE | REMARK
[12 empty] | LO | HI | UNIT |  |  |  | Score | Grade
1 | LG-01 | D-01 / D-02 | Pilot Plant |  |  |  | P205-70900-1 | [6 empty] | mm | [7 empty] | OP-041 | 570
2 | LG-0151-1 | D-011 | D-011 |  | 47-TM--300 Gage W/ #146 valves | Jerguson gage | P205-01400 |  |  |  | METAL PIPE | 0 | 1000 | mm | [7 empty] | S4 | 010 | 0-1000 mm
3 | LG-0151-2 | D-011 | D-011 |  | 47-TM--300 Gage W/ #146 valves | Jerguson gage | P205-01400 |  |  |  | METAL PIPE | 0 | 1000 | mm | [7 empty] | S4 | 010 | 0-1000 mm
4 | LG-0152 | TK-011 | TK-011 |  |  |  | P205-01400 |  |  |  | REFLEX | 0 | 800 | mm | [7 empty] | S4 | 010 | 0-800 mm
5 | LG-0153 | D-012 | D-012 |  | 27-R-300 Gage W/ #146 valves | Jerguson gage | P205-01500 |  |  |  | REFLEX | 0 | 800 | mm | [7 empty] | S5 | 010 | 0-800 mm
6 | LG-0154 | C-012, 011/013 DRAIN PORT | C-011/013 | [7 empty] | REFLEX | 0 | 500 | mm | [8 empty] | 010 | 0-500 mm
7 | LG-0251 | E-021 | E-021 |  | 27-R-300 Gage W/ #146 valves | Jerguson gage | P205-02100 |  |  |  | REFLEX | 0 | 800 | mm | [7 empty] | S6 | 020 | 0-800 mm
8 | LG-0252-1 | T-022 | T-022 |  | #1 SF Magnicator II | Jerguson gage | P205-02100 | MES |  |  | METAL PIPE | 0 | 4000 | mm | [7 empty] | S6 | 020 | 0-4000 mm
9 | LG-0252-2 | T-022 | T-022 |  | #1 SF Magnicator II | Jerguson gage | P205-02100 | MES |  |  | METAL PIPE | 0 | 4000 | mm | [7 empty] | S6 | 020 | 0-4000 mm
10 | LG-0253 | E-025 | E-025 |  | 17-R-300 Gage W/ #146 valves | Jerguson gage |  |  |  |  | REFLEX | 0 | 500 | mm | [8 empty] | 020 | 0-500 mm
11 | LG-0254 | D-021 | D-021 |  | 37-R-300 Gage W/ #146 valves | Jerguson gage | P205-02200 |  |  |  | REFLEX | 0 | 1080 | mm | [7 empty] | S7 | 020 | 0-1080 mm
12 | LG-0255 | T-021 | T-021 |  | #1 SF Magnicator II | Jerguson gage |  |  |  |  | METAL PIPE | 0 | 3500 | mm | [8 empty] | 020 | 0-3500 mm
13 | LG-0256 | T-023 | T-023 |  | 47-R-300 Gage W/ #146 valves | Jerguson gage | P205-02400 |  |  |  | REFLEX | 0 | 1380 | mm | [7 empty] | S9 | 020 | 0-1380 mm
14 | LG-0257 | TK-024 | TK-024 |  | 57-R-300 Gage W/ #146 valves | Jerguson gage | P206-01400 |  |  |  | REFLEX | 0 | 1680 | mm | [7 empty] | S22 | 020 | 0-1680 mm
15 | LG-0258 | D-003 | D-003 |  |  |  | P205-02400 |  |  |  | REFLEX | 0 | 800 | mm | [7 empty] | S9 | 020 | 0-800 mm
16 | LG-0260 | TK-023 | TK-023 |  |  |  | P205-70700 |  |  |  | REFLEX | 0 | 1380 | mm | [7 empty] | OP34 | 020 | 0-1380 mm
17 | LG-0261 | S-001 | S-001 | [7 empty] | REFLEX | 0 | 500 | mm | [8 empty] | 020 | 0-500 mm
18 | LG-0262 | S-001 | S-001 |  |  |  | P205-02600 |  |  |  | REFLEX | 0 | 800 | mm | [7 empty] | S11,S16 | 020 | 0-800 mm
19 | LG-0262B | S-001B | S-001B |  | 17R20 | Jerguson gage |  |  |  |  | REFLEX | 0 | 500 | mm | [8 empty] | 020 | 0-500 mm
20 | LG-0281-1 | C-011 INTER STAGE SEPARATOR LEVEL | C-011/013 |  | - | - | M323-10160 | GAS | 20.4 | 40 | - | - | - | - | [7 empty] | S16 | 020 | --- -
21 | LG-0281-2 | C-011 INTER STAGE SEPARATOR LEVEL | C-011/013 |  | - | - |  | GAS | 13.9 | 40 | - | - | - | - | [8 empty] | 020 | --- -
22 | LG-0281-3 | C-011 INTER STAGE SEPARATOR LEVEL | C-011/013 |  | - | - | M323-10160 | DRAIN | 0.02 | 40 | - | - | - | - | [7 empty] | S16 | 020 | --- -
23 | LG-0281-4 | C-011 INTER STAGE SEPARATOR LEVEL | C-011/013 |  | - | - |  | LUBE OIL | ATM | 55 | - | - | - | - | [8 empty] | 020 | --- -
24 | LG-0281-5 | C-011 INTER STAGE SEPARATOR LEVEL | C-011/013 |  | - | - |  | LUBE OIL | ATM | AMB | - | - | - | - | [8 empty] | 020 | --- -
25 | LG-0283-1 | INTER STAGE SEPARATOR LEVEL | C-012 |  | - | - | M323-20160 | GAS | 4.9 | 40 | - | - | - | - | [7 empty] | S17 | 020 | --- -
26 | LG-0283-2 | DISCHARGE SEPARATOR LEVEL | C-012 |  | - | - |  | GAS | 16 | 40 | - | - | - | - | [8 empty] | 020 | --- -
27 | LG-0283-3 | DRAIN POT LEVEL | C-012 |  | - | - | M323-20160 | DRAIN | 0.02 | 40 | - | - | - | - | [7 empty] | S17 | 020 | --- -
28 | LG-0283-4 | CRANKCASE OIL LEVEL | C-012 |  | - | - |  | LUBE OIL | ATM | 55 | - | - | - | - | [8 empty] | 020 | --- -
29 | LG-0283-5 | CYL. OIL TANK LEVEL | C-012 |  | - | - |  | LUBE OIL | ATM | AMB | - | - | - | - | [8 empty] | 020 | --- -
30 | LG-0371 | Filter U-031-D1 | PSA/ Membrane |  | 23612 |  |  | Hydrocarbon | 25 barG | 45 | Magnetic
31 | LG-0372 | K.O. Drum U-041-D4 | PSA/ Membrane |  | 23612 |  |  | Hydrocarbon | 25 barG | 45 | Magnetic
32 | LG-1051-1 | D-102 | D-102 |  | 47-R-300 Gage W/ #146 valves | Jerguson gage | P205-10200 |  |  |  | REFLEX | 0 | 1380 | mm | [7 empty] | OP-002 | 100 | 0-1380 mm
33 | LG-1051-2 | D-102 | D-102 |  | 47-R-300 Gage W/ #146 valves | Jerguson gage | P205-10200 |  |  |  | REFLEX | 0 | 1380 | mm | [7 empty] | OP-002 | 100 | 0-1380 mm
34 | LG-1051-3 | D-102 | D-102 |  | 47-R-300 Gage W/ #146 valves | Jerguson gage | P205-10200 |  |  |  | REFLEX | 0 | 1380 | mm | [7 empty] | OP-002 | 100 | 0-1380 mm
35 | LG-1052 | D-101 | D-101 |  | #1 SF Magnicator II | Jerguson gage | P205-10100 |  |  |  | METAL PIPE | 0 | 1750 | mm | [7 empty] | OP-001 | 100 | 0-1750 mm
36 | LG-1151-1 | R-110 | R-110 |  | #1 SF Magnicator II | Jerguson gage | P205-10200 |  |  |  | METAL PIPE | 0 | 2750 | mm | [7 empty] | OP-002 | 110 | 0-2750 mm
37 | LG-1151-2 | R-110 | R-110 |  | #1 SF Magnicator II | Jerguson gage | P205-10200 |  |  |  | METAL PIPE | 0 | 2750 | mm | [7 empty] | OP-002 | 110 | 0-2750 mm
38 | LG-1151-3 | R-110 | R-110 |  | #1 SF Magnicator II | Jerguson gage | P205-10200 |  |  |  | METAL PIPE | 0 | 2750 | mm | [7 empty] | OP-002 | 110 | 0-2750 mm
39 | LG-1151-4 | R-110 | R-110 |  | #1 SF Magnicator II | Jerguson gage | P205-10200 |  |  |  | METAL PIPE | 0 | 2750 | mm | [7 empty] | OP-002 | 110 | 0-2750 mm
40 | LG-1152 | S-115 | S-115 |  | #1 SF Magnicator II | Jerguson gage | P205-10200 |  |  |  | METAL PIPE | 0 | 750 | mm | [7 empty] | OP-002 | 110 | 0-750 mm
41 | LG-1153 | D-118 | D-118 |  | 57-T--300 Gage W/ #146 valves | Jerguson gage | P205-10200 |  |  |  | TRANSPARENT | 0 | 1680 | mm | [7 empty] | OP-002 | 110 | 0-1680 mm
42 | LG-1159 | D-119 | D-119 |  | 3/4"-17-R-20 | Jerguson gage | P205-10200 |  |  |  | REFLEX | 0 | 500 | mm |  | 2025-03-14 | MTL23259
43 | LG-1251 | T-120 BOTTOM | T-120 BOTTOM |  | #1 SF Magnicator II | Jerguson gage | P205-10400 |  |  |  | METAL PIPE | 0 | 3500 | mm | [7 empty] | OP-004 | 120 | 0-3500 mm
44 | LG-1252-1 | D-122 | D-122 |  | 47-R-300 Gage W/ #146 valves | Jerguson gage | P205-10400 |  |  |  | REFLEX | 0 | 1380 | mm | [7 empty] | OP-004 | 120 | 0-1380 mm
45 | LG-1252-2 | D-122 | D-122 |  | 47-R-300 Gage W/ #146 valves | Jerguson gage | P205-10400 |  |  |  | REFLEX | 0 | 1380 | mm | [7 empty] | OP-004 | 120 | 0-1380 mm
46 | LG-1252-3 | D-122 | D-122 |  | 47-R-300 Gage W/ #146 valves | Jerguson gage | P205-10400 |  |  |  | REFLEX | 0 | 1380 | mm | [7 empty] | OP-004 | 120 | 0-1380 mm
47 | LG-1252-4 | D-122 | D-122 |  | 47-R-300 Gage W/ #146 valves | Jerguson gage | P205-10400 |  |  |  | REFLEX | 0 | 1380 | mm | [7 empty] | OP-004 | 120 | 0-1380 mm
48 | LG-1253 | S-125 | S-125 |  | 17-R-300 Gage W/ #146 valves | Jerguson gage | P205-10400 |  |  |  | REFLEX | 0 | 500 | mm | [7 empty] | OP-004 | 120 | 0-500 mm
49 | LG-1351-1 | D-135 | D-135 |  | #1 SF Magnicator II | Jerguson gage | P205-10300 |  |  |  | METAL PIPE | 0 | 2000 | mm | [7 empty] | OP-003 | 130 | 0-2000 mm
50 | LG-1351-2 | D-135 | D-135 |  | #1 SF Magnicator II | Jerguson gage | P205-10300 |  |  |  | METAL PIPE | 0 | 2500 | mm | [7 empty] | OP-003 | 130 | 0-2500 mm
51 | LG-1352 | S-135 | S-135 |  | #1 SF Magnicator II | Jerguson gage | P205-10300 |  |  |  | METAL PIPE | 0 | 500 | mm | [7 empty] | OP-003 | 130 | 0-500 mm
52 | LG-1451 | T-140 BOTTOM | T-140 BOTTOM |  | 47-R-300 Gage W/ #146 valves | Jerguson gage | P205-10500 |  |  |  | REFLEX | 0 | 1380 | mm | [7 empty] | OP-005 | 140 | 0-1380 mm
53 | LG-1452 | D-145 | D-145 |  | 37-R-300 Gage W/ #146 valves | Jerguson gage | P205-10500 |  |  |  | REFLEX | 0 | 1080 | mm | [7 empty] | OP-005 | 140 | 0-1080 mm
54 | LG-1551 | D-151 | D-151 |  | 17-R-300 Gage W/ #146 valves | Jerguson gage | P205-10600 |  |  |  | REFLEX | 0 | 500 | mm | [7 empty] | OP-006 | 150 | 0-500 mm
55 | LG-1552 | D-152 | D-152 |  | 17-R-300 Gage W/ #146 valves | Jerguson gage | P205-10600 |  |  |  | REFLEX | 0 | 500 | mm | [7 empty] | OP-006 | 150 | 0-500 mm
56 | LG-1571-1 | DRAIN POT LEVEL | C-150 |  | - | - |  | N2 | 0.02 | 40 | - | - | - | - | [8 empty] | 150 | --- -
57 | LG-1571-2 | CRANKCASE TANK LEVEL | C-150 |  | - | - |  | LUBE OIL | ATM | 55 | - | - | - | - | [8 empty] | 150 | --- -
58 | LG-1571-3 | 1ST STAGE THERMO SYPHON TANK LEVEL | C-150 |  | - | - |  | EG | ATM | 63 | - | - | - | - | [8 empty] | 150 | --- -
59 | LG-1651-1 | T-160 BOTTOM | T-160 BOTTOM |  | 47-T-300 Gage W/ #146 valves | Jerguson gage | P205-10700 |  |  |  | TRANSPARENT | 0 | 1380 | mm | [7 empty] | OP-007 | 160 | 0-1380 mm
60 | LG-1651-2 | T-160 BOTTOM | T-160 BOTTOM |  | 47-T-300 Gage W/ #146 valves | Jerguson gage | P205-10700 |  |  |  | TRANSPARENT | 0 | 1380 | mm | [7 empty] | OP-007 | 160 | 0-1380 mm
61 | LG-1652-1 | D-165 | D-165 |  | 37-R-300 Gage W/ #146 valves | Jerguson gage | P205-10700 |  |  |  | REFLEX | 0 | 1080 | mm | [7 empty] | OP-007 | 160 | 0-1080 mm
62 | LG-1652-2 | D-165 | D-165 |  | 37-R-300 Gage W/ #146 valves | Jerguson gage | P205-10700 |  |  |  | REFLEX | 0 | 1080 | mm | [7 empty] | OP-007 | 160 | 0-1080 mm
63 | LG-1653 | D-165 INTERFACE | D-165 INTERFACE |  | 17-T-300 Gage W/ #146 valves | Jerguson gage | P205-10700 |  |  |  | TRANSPARENT | 0 | 500 | mm | [7 empty] | OP-007 | 160 | 0-500 mm
64 | LG-1654 | TK-162 INTERFACE | TK-162 INTERFACE |  | 17-T-300 Gage W/ #146 valves | Jerguson gage | P205-70100 |  |  |  | TRANSPARENT | 0 | 500 | mm | [7 empty] | OP28 | 160 | 0-500 mm
65 | LG-2151 | T-210 BOTTOM | T-210 BOTTOM |  | 27-T-300 Gage W/ #146 valves | Jerguson gage | P205-20100 |  |  |  | TRANSPARENT | 0 | 800 | mm | [7 empty] | OP-008 | 210 | 0-800 mm
66 | LG-2152 | D-215 | D-215 |  | 17-R-300 Gage W/ #146 valves | Jerguson gage | P205-20100 |  |  |  | REFLEX | 0 | 500 | mm | [7 empty] | OP-008 | 210 | 0-500 mm
67 | LG-2153-1 | D-211 | D-211 |  |  |  | P205-70200 |  |  |  | REFLEX | 0 | 1380 | mm | [7 empty] | OP29 | 210 | 0-1380 mm
68 | LG-2153-2 | D-211 | D-211 |  |  |  | P205-70200 |  |  |  | REFLEX | 0 | 1080 | mm | [7 empty] | OP29 | 210 | 0-1080 mm
69 | LG-2251 | T-220 BOTTOM | T-220 BOTTOM |  | 27-T-300 Gage W/ #146 valves | Jerguson gage | P205-20200 |  |  |  | TRANSPARENT | 0 | 800 | mm | [7 empty] | OP-009 | 220 | 0-800 mm
70 | LG-2252 | D-225 | D-225 |  | 27-R-300 Gage W/ #146 valves | Jerguson gage | P205-20200 |  |  |  | REFLEX | 0 | 800 | mm | [7 empty] | OP-009 | 220 | 0-800 mm
71 | LG-2253 | D-225 INTERFACE | D-225 INTERFACE |  | 17-T-300 Gage W/ #146 valves | Jerguson gage | P205-20200 |  |  |  | TRANSPARENT | 0 | 500 | mm | [7 empty] | OP-009 | 220 | 0-500 mm
72 | LG-2351 | D-231 | D-231 |  | 17-R-300 Gage W/ #146 valves | Jerguson gage | P205-20300 |  |  |  | REFLEX | 0 | 500 | mm | [7 empty] | OP-010 | 230 | 0-500 mm
73 | LG-2352 | D-232 | D-232 |  | 17-T-300 Gage W/ #146 valves | Jerguson gage | P205-20300 |  |  |  | TRANSPARENT | 0 | 500 | mm | [7 empty] | OP-010 | 230 | 0-500 mm
74 | LG-2451 | D-242 | D-242 |  | 47-T-300 Gage W/ #146 valves | Jerguson gage | P205-20300 |  |  |  | TRANSPARENT | 0 | 1380 | mm | [7 empty] | OP-010 | 240 | 0-1380 mm
75 | LG-2452 | D-243 | D-243 |  | 47-T-300 Gage W/ #146 valves | Jerguson gage | P205-20300 |  |  |  | TRANSPARENT | 0 | 1380 | mm | [7 empty] | OP-010 | 240 | 0-1380 mm
76 | LG-2551 | T-250 BOTTOM | T-250 BOTTOM |  | 27-T-300 Gage W/ #146 valves | Jerguson gage | P205-20300 |  |  |  | TRANSPARENT | 0 | 800 | mm | [7 empty] | OP-010 | 250 | 0-800 mm
77 | LG-2552 | D-225 | D-225 |  | 17-R-300 Gage W/ #146 valves | Jerguson gage | P205-20300 |  |  |  | REFLEX | 0 | 500 | mm | [7 empty] | OP-010 | 250 | 0-500 mm
78 | LG-2553 | TK-251 | TK-251 |  | 17-T-300 Gage W/ #146 valves | Jerguson gage | P205-70200 |  |  |  | TRANSPARENT | 0 | 500 | mm | [7 empty] | OP29 | 250 | 0-500 mm
79 | LG-3152 | D-312 | D-312 |  | 57-R-300 Gage W/ #146 valves | Jerguson gage | P205-30100 |  |  |  | REFLEX | 0 | 1680 | mm | [7 empty] | OP-011 | 310 | 0-1680 mm
80 | LG-3153 | D-312 INTERFACE | D-312 INTERFACE |  | 47-T-300 Gage W/ #146 valves | Jerguson gage | P205-30100 |  |  |  | TRANSPARENT | 0 | 1380 | mm | [7 empty] | OP-011 | 310 | 0-1380 mm
81 | LG-3251 | T-320 BOTTOM | T-320 BOTTOM |  | 27-R-300 Gage W/ #146 valves | Jerguson gage | P205-30200 |  |  |  | REFLEX | 0 | 800 | mm | [7 empty] | OP-012 | 320 | 0-800 mm
82 | LG-3252 | D-325 | D-325 |  | 47-R-300 Gage W/ #146 valves | Jerguson gage | P205-30200 |  |  |  | REFLEX | 0 | 1380 | mm | [7 empty] | OP-012 | 320 | 0-1380 mm
83 | LG-3253 | D-325 INTERFACE | D-325 INTERFACE |  | 17-T-300 Gage W/ #146 valves | Jerguson gage | P205-30200 |  |  |  | TRANSPARENT | 0 | 500 | mm | [7 empty] | OP-012 | 320 | 0-500 mm
84 | LG-4151 | D-411 | D-411 |  | 57-R-300 Gage W/ #146 valves | Jerguson gage | P205-40100 |  |  |  | REFLEX | 0 | 1680 | mm | [7 empty] | OP-013 | 410 | 0-1680 mm
85 | LG-4152 | R-410 BOTTOM | R-410 BOTTOM |  | #1 SF Magnicator II | Jerguson gage |  |  |  |  | METAL PIPE | 0 | 1250 | mm | [8 empty] | 410 | 0-1250 mm
86 | LG-4153-1 | D-412 | D-412 |  | 57-R-300 Gage W/ #146 valves | Jerguson gage |  |  |  |  | REFLEX | 0 | 1680 | mm | [8 empty] | 410 | 0-1680 mm
87 | LG-4153-2 | D-412 | D-412 |  | 57-R-300 Gage W/ #146 valves | Jerguson gage |  |  |  |  | REFLEX | 0 | 1680 | mm | [8 empty] | 410 | 0-1680 mm
88 | LG-4153-3 | D-412 | D-412 |  | 47-R-300 Gage W/ #146 valves | Jerguson gage |  |  |  |  | REFLEX | 0 | 1380 | mm | [8 empty] | 410 | 0-1380 mm
89 | LG-4154 | D-416 | D-416 |  | #1 SF Magnicator II | Jerguson gage | P205-50100 |  |  |  | METAL PIPE | 0 | 1250 | mm | [7 empty] | OP19 | 410 | 0-1250 mm
90 | LG-4157 | C-412 DRAIN POT | C-412 DRAIN POT |  | 17-R-300 Gage W/ #146 valves | Jerguson gage |  |  |  |  | REFLEX | 0 | 500 | mm | [8 empty] | 410 | 0-500 mm
91 | LG-4158 | S-412 | S-412 |  | #1 SF Magnicator II | Jerguson gage |  |  |  |  | METAL PIPE | 0 | 1250 | mm | [8 empty] | 410 | 0-1250 mm
92 | LG-4159 | S-412 | S-412 | [7 empty] | REFLEX | 0 | 500 | mm | [8 empty] | 410 | 0-500 mm
93 | LG-4181-1 | DRAIN POT LEVEL | C-412 |  | - | - |  | DRAIN | 40 | 0.02 | - | - | - | - | [8 empty] | 410 | --- -
94 | LG-4181-2 | CRANKCASE OIL TANK LEVEL LOW | C-412 |  | - | - |  | OIL | ATM | 55 | - | - | - | - | [8 empty] | 410 | --- -
95 | LG-4181-3 | CYL. OIL TANK LEVEL | C-412 |  | - | - |  | OIL | ATM | 55 | - | - | - | - | [8 empty] | 410 | --- -
96 | LG-4251-1 | T-420 BOTTOM | T-420 BOTTOM |  | 57-T--300 Gage W/ #146 valves | Jerguson gage |  |  |  |  | TRANSPARENT | 0 | 1680 | mm | [8 empty] | 420 | 0-1680 mm
97 | LG-4251-2 | T-420 BOTTOM | T-420 BOTTOM |  | 57-T--300 Gage W/ #146 valves | Jerguson gage |  |  |  |  | TRANSPARENT | 0 | 1680 | mm | [8 empty] | 420 | 0-1680 mm
98 | LG-4252 | D-425 | D-425 |  | 27-R-300 Gage W/ #146 valves | Jerguson gage |  |  |  |  | REFLEX | 0 | 800 | mm | [8 empty] | 420 | 0-800 mm
99 | LG-4253 | D-425 INTERFACE | D-425 INTERFACE |  | 17-T-300 Gage W/ #146 valves | Jerguson gage |  |  |  |  | TRANSPARENT | 0 | 500 | mm | [8 empty] | 420 | 0-500 mm
100 | LG-4351-1 | T-430 BOTTOM | T-430 BOTTOM |  | 47-T-300 Gage W/ #146 valves | Jerguson gage | P205-40400 |  |  |  | TRANSPARENT | 0 | 1380 | mm | [7 empty] | OP16 | 430 | 0-1380 mm
101 | LG-4351-2 | T-430 BOTTOM | T-430 BOTTOM |  | 37-T-300 Gage W/ #146 valves | Jerguson gage | P205-40400 |  |  |  | TRANSPARENT | 0 | 1080 | mm | [7 empty] | OP16 | 430 | 0-1080 mm
102 | LG-4352 | D-435 | D-435 |  | 37-R-300 Gage W/ #146 valves | Jerguson gage |  |  |  |  | REFLEX | 0 | 1080 | mm | [8 empty] | 430 | 0-1080 mm
103 | LG-4451 | T-440 BOTTOM | T-440 BOTTOM |  | 57-T--300 Gage W/ #146 valves | Jerguson gage | P205-40500 |  |  |  | TRANSPARENT | 0 | 1680 | mm | [7 empty] | OP17 | 440 | 0-1680 mm
104 | LG-4452 | D-445 | D-445 |  | 17-R-300 Gage W/ #146 valves | Jerguson gage |  |  |  |  | REFLEX | 0 | 500 | mm | [8 empty] | 440 | 0-500 mm
105 | LG-4551 | T-450 BOTTOM | T-450 BOTTOM |  | 47-T-300 Gage W/ #146 valves | Jerguson gage |  |  |  |  | TRANSPARENT | 0 | 1380 | mm | [8 empty] | 450 | 0-1380 mm
106 | LG-4552 | D-455 | D-455 |  | 27-R-300 Gage W/ #146 valves | Jerguson gage |  |  |  |  | REFLEX | 0 | 800 | mm | [8 empty] | 450 | 0-800 mm
107 | LG-4553 | D-455 INTERFACE | D-455 INTERFACE |  | 17-T-300 Gage W/ #146 valves | Jerguson gage |  |  |  |  | TRANSPARENT | 0 | 500 | mm | [8 empty] | 450 | 0-500 mm
108 | LG-5151 | D-511 | D-511 |  | 37-R-300 Gage W/ #146 valves | Jerguson gage |  |  |  |  | REFLEX | 0 | 1080 | mm | [8 empty] | 510 | 0-1080 mm
109 | LG-5152 | R-510 BOTTOM | R-510 BOTTOM |  | #1 SF Magnicator II | Jerguson gage | P205-50100 |  |  |  | METAL PIPE | 0 | 1250 | mm | [7 empty] | OP19 | 510 | 0-1250 mm
110 | LG-5153-1 | D-512 | D-512 |  | 47-R-300 Gage W/ #146 valves | Jerguson gage | P205-50100 |  |  |  | REFLEX | 0 | 1380 | mm | [7 empty] | OP19 | 510 | 0-1380 mm
111 | LG-5153-2 | D-512 | D-512 |  | 47-R-300 Gage W/ #146 valves | Jerguson gage | P205-50100 |  |  |  | REFLEX | 0 | 1380 | mm | [7 empty] | OP19 | 510 | 0-1380 mm
112 | LG-5251 | T-520 BOTTOM | T-520 BOTTOM |  | 57-T--300 Gage W/ #146 valves | Jerguson gage | P205-50200 |  |  |  | TRANSPARENT | 0 | 1680 | mm | [7 empty] | OP20 | 520 | 0-1680 mm
113 | LG-5252 | D-525 | D-525 |  | 17-R-300 Gage W/ #146 valves | Jerguson gage | P205-50200 |  |  |  | REFLEX | 0 | 500 | mm | [7 empty] | OP20 | 520 | 0-500 mm
114 | LG-5351 | T-530 BOTTOM | T-530 BOTTOM |  | 57-T--300 Gage W/ #146 valves | Jerguson gage | P205-50300 |  |  |  | TRANSPARENT | 0 | 1680 | mm | [7 empty] | OP21 | 530 | 0-1680 mm
115 | LG-5352 | D-535 | D-535 |  | 17-R-300 Gage W/ #146 valves | Jerguson gage | P205-50300 |  |  |  | REFLEX | 0 | 500 | mm | [7 empty] | OP21 | 530 | 0-500 mm
116 | LG-5451 | T-540 BOTTOM | T-540 BOTTOM |  | 37-T-300 Gage W/ #146 valves | Jerguson gage | P205-50400 |  |  |  | TRANSPARENT | 0 | 1080 | mm | [7 empty] | OP22 | 540 | 0-1080 mm
117 | LG-5452 | D-545 | D-545 |  | 17-R-300 Gage W/ #146 valves | Jerguson gage | P205-50400 |  |  |  | REFLEX | 0 | 500 | mm | [7 empty] | OP22 | 540 | 0-500 mm
118 | LG-5551 | T-550 BOTTOM | T-550 BOTTOM |  | 47-T-300 Gage W/ #146 valves | Jerguson gage | P205-50500 |  |  |  | TRANSPARENT | 0 | 1380 | mm | [7 empty] | OP23 | 550 | 0-1380 mm
119 | LG-5552 | D-555 | D-555 |  | 17-R-300 Gage W/ #146 valves | Jerguson gage | P205-50500 |  |  |  | REFLEX | 0 | 500 | mm | [7 empty] | OP23 | 550 | 0-500 mm
120 | LG-5553 |  | D-556 |  |  |  | P205-50500 | [14 empty] | OP23 | 550 | -
121 | LG-5554 |  | D-556 |  |  |  | P205-50500 | [14 empty] | OP23 | 550 | -
122 | LG-6151 | D-611 | D-611 |  | 37-R-300 Gage W/ #146 valves | Jerguson gage | P205-60100 |  |  |  | REFLEX | 0 | 1080 | mm | [7 empty] | OP24 | 610 | 0-1080 mm
123 | LG-6152 | R-610 BOTTOM | R-610 BOTTOM |  | #1 SF Magnicator II | Jerguson gage | P205-60100 |  |  |  | METAL PIPE | 0 | 1250 | mm | [7 empty] | OP24 | 610 | 0-1250 mm
124 | LG-6153-1 | D-612 | D-612 |  |  |  | P205-60100 |  |  |  | REFLEX | 0 | 1380 | mm | [7 empty] | OP24 | 610 | 0-1380 mm
125 | LG-6153-2 | D-612 | D-612 |  | 47-R-300 Gage W/ #146 valves | Jerguson gage | P205-60100 |  |  |  | REFLEX | 0 | 1080 | mm | [7 empty] | OP24 | 610 | 0-1080 mm
126 | LG-6251-1 | T-620 BOTTOM | T-620 BOTTOM |  | 37-T-300 Gage W/ #146 valves | Jerguson gage | P205-60200 |  |  |  | TRANSPARENT | 0 | 1080 | mm | [7 empty] | OP25 | 620 | 0-1080 mm
127 | LG-6251-2 | T-620 BOTTOM | T-620 BOTTOM |  | 37-T-300 Gage W/ #146 valves | Jerguson gage | P205-60200 |  |  |  | TRANSPARENT | 0 | 1080 | mm | [7 empty] | OP25 | 620 | 0-1080 mm
128 | LG-6252 | D-625 | D-625 |  | 47-R-300 Gage W/ #146 valves | Jerguson gage | P205-60200 |  |  |  | REFLEX | 0 | 1380 | mm | [7 empty] | OP25 | 620 | 0-1380 mm
129 | LG-6253 | D-625 INTERFACE | D-625 INTERFACE |  | 17-T-300 Gage W/ #146 valves | Jerguson gage | P205-60200 |  |  |  | TRANSPARENT | 0 | 500 | mm | [7 empty] | OP25 | 620 | 0-500 mm
130 | LG-6351 | T-630 BOTTOM | T-630 BOTTOM |  | 57-T--300 Gage W/ #146 valves | Jerguson gage | P205-60300 |  |  |  | TRANSPARENT | 0 | 1680 | mm | [7 empty] | OP26 | 630 | 0-1680 mm
131 | LG-6352 | D-635 | D-635 |  | 17-R-300 Gage W/ #146 valves | Jerguson gage | P205-60300 |  |  |  | REFLEX | 0 | 500 | mm | [7 empty] | OP26 | 630 | 0-500 mm
132 | LG-6451 | T-640 BOTTOM | T-640 BOTTOM |  | 37-T-300 Gage W/ #146 valves | Jerguson gage | P205-60400 |  |  |  | TRANSPARENT | 0 | 1080 | mm | [7 empty] | OP27 | 640 | 0-1080 mm
133 | LG-6452 | D-645 | D-645 |  | 17-R-300 Gage W/ #146 valves | Jerguson gage | P205-60400 |  |  |  | REFLEX | 0 | 500 | mm | [7 empty] | OP27 | 640 | 0-500 mm
134 | LG-7105 | [5 empty] | P205-71100 | [14 empty] | U31 | 710 | -
135 | LG-7151 | D-715 | D-715 |  | 37-R-300 Gage W/ #146 valves | Jerguson gage |  |  |  |  | REFLEX | 0 | 1080 | mm | [8 empty] | 710 | 0-1080 mm
136 | LG-8351 | TK-834 | TK-834 | [7 empty] | - | - | - | - | [8 empty] | 830 | --- -
137 | LG-8352A | TK-835A | TK-835A | [7 empty] | - | - | - | - | [8 empty] | 830 | --- -
138 | LG-8352B | TK-835B | TK-835B | [7 empty] | - | - | - | - | [8 empty] | 830 | --- -
139 | LG-8353 | TK-833 | TK-833 |  |  |  | P206-80300 |  |  |  | METAL PIPE | 0 | 1750 | mm | [7 empty] | U09 | 830 | 0-1750 mm
140 | LG-8551 | DISSOLVER LEVEL | Incenerator |  |  |  | P206-85100 | EFFLUENT | 1202mmAq | 89 | GLASS GAUGE | 0 | 800 | mm | [7 empty] | U13 | 850 | 0-800 mm
141 | LG-8591 | D-851 | D-851 |  |  |  | P205-70800 |  |  |  | METAL PIPE | 0 | 1500 | mm | [7 empty] | OP35 | 850 | 0-1500 mm
142 | LG-8592 | E-851 | E-851 |  |  |  | P205-70800 |  |  |  | METAL PIPE | 0 | 500 | mm | [7 empty] | OP35 | 850 | 0-500 mm
143 | LG-9251 | D-922 | D-922 |  | 37-R-300 Gage W/ #146 valves | Jerguson gage | P206-92200 |  |  |  | TRANSPARENT | 0 | 1080 | mm | [7 empty] | U15 | 920 | 0-1080 mm
144 | LG-9253 | D-921 | D-921 |  | 57-R-300 Gage W/ #146 valves | Jerguson gage | P206-92400 |  |  |  | TRANSPARENT | 0 | 1680 | mm | [7 empty] | U16 | 920 | 0-1680 mm
145 | LG-9381 | DEMINERALIZED WATER UNIT | DEMIN WATER | [7 empty] | - | - | - | - | [8 empty] | 930 | --- -
146 | LG-9551 | Z-951 | Z-951 |  |  |  | P206-95100 |  |  |  | REFLEX | 0 | 800 | mm | [7 empty] | U22 | 950 | 0-800 mm
147 | LG-9611 | Corrugated Plate Interception | D-964 |  |  |  | P205-70700 | [14 empty] | OP34 | 960 | -
148 | LG-9612 | Corrugated Plate Interception | D-964 |  |  |  | P205-70700 | [14 empty] | OP34 | 960 | -
149 | LG-9651 | D-961 | D-961 |  | 17-R-300 Gage W/ #146 valves | Jerguson gage | P205-70500 |  |  |  | REFLEX | 0 | 500 | mm | [7 empty] | OP32 | 960 | 0-500 mm
150 | LG-9552 |  | D-962 |  |  |  | P205-70400 | [14 empty] | OP31 | 950 | -
151 | LG-9653A | TK-961A INTERFACE | TK-961A INTERFACE |  | 17-T-300 Gage W/ #146 valves | Jerguson gage | P205-70200 |  |  |  | TRANSPARENT | 0 | 500 | mm | [7 empty] | OP29 | 960 | 0-500 mm
152 | LG-9653B | TK-961B INTERFACE | TK-961B INTERFACE |  | 17-T-300 Gage W/ #146 valves | Jerguson gage | P205-70200 |  |  |  | TRANSPARENT | 0 | 500 | mm | [7 empty] | OP29 | 960 | 0-500 mm
153 | LG-9654 | D-962 | D-962 |  | 37-R-300 Gage W/ #146 valves | Jerguson gage | P206-96100 |  |  |  | REFLEX | 0 | 1380 | mm | [7 empty] | U23 | 960 | 0-1380 mm
154 | LG-9684 | D-968 | C-008 |  |  |  | P206-96100 | [14 empty] | U23 | 960 | -
155 | LG-9851 | T-980 BOTTOM | T-980 BOTTOM |  | 47-T-300 Gage W/ #146 valves | Jerguson gage | P205-70800 |  |  |  | TRANSPARENT | 0 | 1380 | mm | [7 empty] | OP35 | 980 | 0-1380 mm
156 | LG-9852 | D-985 | D-985 |  | 17-R-300 Gage W/ #146 valves | Jerguson gage | P205-70800 |  |  |  | REFLEX | 0 | 500 | mm | [7 empty] | OP35 | 980 | 0-500 mm
157 | LG-9853 | D-985 INTERFACE | D-985 INTERFACE |  | 17-T-300 Gage W/ #146 valves | Jerguson gage | P205-70800 |  |  |  | TRANSPARENT | 0 | 500 | mm | [7 empty] | OP35 | 980 | 0-500 mm
-
| H-922 | [22 empty] | -
-
1 | LG-Drum1 | H-922 Drum | H-922 |  |  |  |  | Hot Steam | 16 | 230 |  |  |  | mm | [8 empty] | 920 | - mm
-
| CO2 LIQUID | [22 empty] | -
-
1 | LG-7701 | CO2 storage | D-771 |  | - | LST |  | CO2 | 17.2 | -22.85 | Glass gauge | 0 | 4000 | mmWC | [8 empty] | 770 | 0-4000 mmWC
2 | LG-7702 | CO2 storage | D-772 |  | - | LST |  | CO2 | 17.2 | -22.85 | Glass gauge | 0 | 4000 | mmWC | [8 empty] | 770 | 0-4000 mmWC
3 | LG-7703 | CO2 storage | D-773 |  | - | LST |  | CO2 | 17.2 | -22.85 | Glass gauge | 0 | 4000 | mmWC | [8 empty] | 770 | 0-4000 mmWC
-
| H-923 | [22 empty] | -
-
1 | LG-Drum2 | H-923 Drum | H-923 |  |  | Igema |  | Hot Steam | 16 | 230 |  |  |  | mm | [8 empty] | 920 | - mm
-
| R-410B | [22 empty] | -
1 | LG-4151B | D-411 | D-411 |  | 318R300L | Jerguson gage |  | 2EH, EPA | 40 | 155 | REFLEX | 0 | 1680 | mm | [8 empty] | 410 | 0-1680 mm
2 | LG-4152B | R-410 BOTTOM | R-410 BOTTOM | 48889 | MII-SF-08-06-T-0.718-580-266-49,213-WF-MS | Jerguson gage |  | EPA | 40 | 130 | Magnetic | 0 | 1250 | mm | [8 empty] | 410 | 0-1250 mm
3 | LG-4153-1B | D-412 | D-412 |  | 318R300L | Jerguson gage |  | 2EH | 40 | 155 | REFLEX | 0 | 1680 | mm | [8 empty] | 410 | 0-1680 mm
4 | LG-4153-2B | D-412 | D-412 |  | 318R300L | Jerguson gage |  | 2EH | 40 | 155 | REFLEX | 0 | 1680 | mm | [8 empty] | 410 | 0-1680 mm
5 | LG-4153-3B | D-412 | D-412 |  | 315R300L | Jerguson gage |  | 2EH | 40 | 155 | REFLEX | 0 | 1380 | mm | [8 empty] | 410 | 0-1380 mm
6 | LG-4154B | D-416 | D-416 |  | MII-SF-08-06-T-0,833-555-104-49,213-WF-MS | Jerguson gage |  | H2 | 39 | 40 | Magnetic | 0 | 1250 | mm | [8 empty] | 410 | 0-1250 mm
-
| R-510B | [22 empty] | -
1 | LG-5151B | D-511B | D-511B |  | 215R300L | Jerguson gage |  | NBA, NBD | 2.8 | 40 | REFLEX | 0 | 1080 | mm | [8 empty] | 510 | 0-1080 mm
2 | LG-5152B | R-510B BOTTOM | R-510 BBOTTOM | 48688 | MII-SF-08-06-T-0.72-569-223-1250mm-FL-MS-X1 | Jerguson gage |  | NBD | 39.2 | 105 | METAL PIPE | 0 | 1250 | mm | [8 empty] | 510 | 0-1250 mm
3 | LG-5153-1B | D-512B | D-512B |  | 315R300L | Jerguson gage |  | NBA | 4.5 | 106 | REFLEX | 0 | 1380 | mm | [8 empty] | 510 | 0-1380 mm
4 | LG-5153-2B | D-512B | D-512B |  | 315R300L | Jerguson gage |  | NBA | 4.5 | 106 | REFLEX | 0 | 1380 | mm | [8 empty] | 510 | 0-1380 mm
-
| T-170 | [22 empty] | -
1 | LG-1751 | T-170 BOTTOM | T-170 |  | 318T300L | Jerguson Gage |  | IBD | 1 | 64 | Transparent | 0 | 1680 | mm |  |  | MTL22728 | [5 empty] | 170 | 0-1680 mm
2 | LG-1752 | D-175 | D-175 |  | 315R300L | Jerguson Gage |  | IBD | 1 | 45 | REFLEX | 0 | 1400 | mm |  |  | MTL22728 | [5 empty] | 170 | 0-1400 mm
3 | LG-1753 | D-175 | D-175 INTERFACE |  | 213T300L | Jerguson Gage |  | IBD | 1 | 45 | Transparent | 0 | 800 | mm |  |  | MTL22727 | [5 empty] | 170 | 0-800 mm
4 | LG-1754 |  | D-174 |  | 315T300L | Jerguson Gage |  | IBD | 1 | 67 | Transparent | 0 | 1400 | mm |  |  | MTL22733 | [5 empty] | 170 | 0-1400 mm
Total Equipment |  |  | 176 | [18 empty] | 115
Menu

## 8
Note :
C : Critical; S : Safety; E : Environment
NO | TAG NO. | SERVICE | LOCATION | MODEL | S/N | MFG | P & ID No | FLUID NAME | Process | PRESS. (kg/cm2G) | TEMP. (oC) | DETECTOR TYPE | RANGE |  |  | PIC | Item code | Installation | Category |  | COMPLEX GRADE | Spare Part | IK/ SOP | PM | Man Power | REMARK
[9 empty] | connection |  |  |  | LO | HI | UNIT |  |  | Date | Score | Grade | [6 empty] | Name Plate
1 | LI-01 | R-01 | Pilot plant |  |  |  | P205-70900-1
2 | LT-0101 | STEAM DRUM D-011 | E-016 |  |  | Yokogawa | P205-01400 | [5 empty] | 0 | 800 | M |  |  |  | 5 | C | *
3 | LI-0102 | STEAM DRUM D-011 | E-016 | NQI310Z-11H41XXII-8 |  | Yamatake Honeywell | [5 empty] | DISP | 0 | 800 | M |  |  | 1997
4 | LS-0103 | STEAM DRUM D-011 | E-016 | CS-5613E |  | Sakura Endress | P205-01400 |  |  |  |  | Float type Level Switch | 0 | 0 | M |  |  | 1997
5 | LT-0106 | CONDENSAT SPARATOR D-011 | D-012 | NQI310Z-17N3105II-8 |  | Yamatake Honeywell | P205-01500 |  |  |  |  | DISP | 0 | 500 | M |  |  | 1997
6 | LI-0201 | CO2 STRIPPER T-022 | T-022 | JTD920-E1R-00000-MWAN2-XX | R0169141171 | Yamatake Honeywell | P205-02100 |  |  |  |  | DPT | 0 | 8 | M |  |  | 1997
7 | LS-0202 | CO2 STRIPPER T-022 | T-022 | MPC-2211E |  | Sakura Endress | P205-02100 |  |  |  |  | Float type Level Switch | 0 | 0 | M |  |  | 1997 | 5 | C | *
8 | LS-0203 | CO2 STRIPPER T-022 | T-022 | MPC-2211E |  | Sakura Endress | P205-02100 |  |  |  |  | Float type Level Switch | 0 | 0 | M |  |  | 1997
9 | LT-0204 | MEA RECLAIMER E-025 | E-025 | NQI310Z-11N3103II-8 |  | Yamatake Honeywell | [5 empty] | DISP | 0 | 300 | M |  |  | 1997
10 | LT-0205 | CONDENSAT SPARATOR D-021 | D-021 | NQI310Z-17N31XXII-8 |  | Yamatake Honeywell | P205-02200 |  |  |  |  | DISP | 0 | 800 | M |  |  | 1997 | 5 | C | *
11 | LS-0206 | CONDENSAT SPARATOR D-021 | D-021 | MPC-2201E |  | Sakura Endress | P205-02200 |  |  |  |  | Float type Level Switch | 0 | 0 | M |  |  | 1997 | 5 | C | *
12 | LS-0207 | CONDENSAT SPARATOR D-021 | D-021 | MPC-2201E |  | Sakura Endress | P205-02200 |  |  |  |  | Float type Level Switch | 0 | 0 | M |  |  | 1997 | 5 | C | *
13 | LT-0208 | CO2 ABSORBER T-021 | T-021 | JTD920-E1R-00000-MWAN2-XX | R0169141172 | Yamatake Honeywell | P205-02300 |  |  |  |  | DPT | 0 | 3.35 | M |  |  | 1997 | 5 | C | *
14 | LS-0209 | CO2 ABSORBER T-021 | T-021 | MPC-2201E |  | Sakura Endress | P205-02300 |  |  |  |  | Float type Level Switch | 0 | 0 | M |  |  | 1997 | 5 | C | *
15 | LS-0210 | CO2 ABSORBER T-021 | T-021 | MPC-2201E |  | Sakura Endress | P205-02300 |  |  |  |  | Float type Level Switch | 0 | 0 | M |  |  | 1997
16 | LT-0211 | SCRUBBER T-023 | T-023 | NQI310Z-11N31XXII-8 |  | Yamatake Honeywell | P205-02400 |  |  |  |  | DISP | 0 | 800 | M |  |  | 1997 | 5 | C | *
17 | LS-0212 | SCRUBBER T-023 | T-023 | MPC-2201E |  | Sakura Endress | P205-02400 |  |  |  |  | Float type Level Switch | 0 | 0 | M |  |  | 1997 | 5 | C | *
18 | LS-0213 | SCRUBBER T-023 | T-023 | MPC-2201E |  | Sakura Endress | P205-02400 |  |  |  |  | Float type Level Switch | 0 | 0 | M |  |  | 1997 | 5 | C | *
19 | LS-0214 | SCRUBBER T-023 | P-026 |  |  |  | P206-01400 |  |  |  |  | LSW | 0 | 0 | -
20 | LT-0215 | INHIBITORC/AREATION TK-024 | TK-024 | NQI310Z-11N31XXII-8 |  | Yamatake Honeywell | P206-01400 |  |  |  |  | DISP | 0 | 0 | M |  |  | 1997
21 | LI-0217 | MEA STORAGE TANK TK-021 | TK-021 | JTD920-E1R-00000-MWAN2-XX | R0169141173 | Yamatake Honeywell | P206-01500 |  |  |  |  | DPT | 0 | 3.4 | M |  |  | 1997
22 | LS-0219 | INHIBITOR C/AERATION TANK | TK-024 | MPC-2201E |  | Sakura Endress | P206-01400 |  |  |  |  | Float type Level Switch | 0 | 0 | M |  |  | 1997
23 | LS-0220 | SYNGASDRAIN SPARATOR D-003 | C-011/018 | MPC-2201E |  | Sakura Endress | P205-02400 |  |  |  |  | Float type Level Switch | 0 | 0 | - |  |  | 1997 | 5 | C | *
24 | LT-0221 | SYNGASDRAIN SPARATOR D-003 | C-011/018 | NQI310Z-11N4105II-8 |  | Yamatake Honeywell | P205-02400 |  |  |  |  | DISP | 0 | 500 | mm |  |  | 1997 | 5 | C | *
25 | LS-0222 | S-001 | C-011/018 | CS-5613E |  | Sakura Endress | P205-02600 |  |  |  |  | Float type Level Switch | 0 | 0 | - |  |  | 1997
26 | LS-0231 | C-011-S1 SEPARATOR | C-011/018 | FR-6092S |  | Tokyo Keiso Co. Ltd |  | GAS |  | 20.4 | 40 | - | 0 | 350 | mm |  |  | 1997
27 | LS-0232 | C-013-S1 SEPARATOR | C-011/018 | FR-6092S |  | Tokyo Keiso Co. Ltd |  | GAS |  | 13.9 | 40 | - | 0 | 0 | - |  |  | 1997
28 | LS-0233 | C-011/013 CRANK CASE | C-011/018 | FR-6091S |  | Tokyo Keiso Co. Ltd |  | LUBE OIL |  | ATM | 55 | - | 0 | 0 | - |  |  | 1997 | [7 empty] | SET TOP 345MM
29 | LS-0241 | C-012-S1 SEPARATOR | C-012 | FR-6091S |  | Tokyo Keiso Co. Ltd | M323-20160 | GAS |  | 4.9 | 40 | SWITCH | 0 | 350 | mm |  |  | 1997
30 | LS-0242 | C-012-S2 SEPARATOR | C-012 | FR-6092S |  | Tokyo Keiso Co. Ltd | M323-20160 | GAS |  | 16 | 40 | SWITCH | 0 | 350 | mm |  |  | 1997
31 | LS-0243 | C-012 CRANK CASE | C-012 | FR-6091S |  | Tokyo Keiso Co. Ltd | M323-20160 | LUBE OIL |  | ATM | 55 | SWITCH | 0 | 0 | - |  |  | 1997
32 | LI-0258 | MEA STRAGE TANK TK-021 | C-012 |  |  |  | P206-01500 |  |  |  |  | PRESS GAGE | 0 | 500 | M
33 | LI-0259 | MEA SUMP TANK TK-025 | C-012 | [8 empty] | TOP MOUNT | 0 | 2.1 | mm
34 | LI-0291 | C-012B | CO12B S1 SEPARATOR
35 | LA-0292 | C-012B | CO12B S2 SEPARATOR
36 | LT-0321 | FILTER U-031-D1 | PSA/ MEMBRANE | 12222-058 |  | Masoneilan | M354-00160 |  |  |  |  | electronic | 0 | 356 | mm |  |  | 1997 | 125 | C, S, E | *** | Klik
37 | LT-0322 | KO DRUM U-041-D4 | PSA/ MEMBRANE | 12222-058 |  | Masoneilan | M354-00162 |  |  |  |  | electronic | 0 | 356 | mm |  |  | 1997 | 125 | C, S, E | *** | Klik
38 | LI-1001 | D-102 | Lt1 P-102 | JTD920-E1R-00000-MWAN2-XX | R0169141141 | Yamatake Honeywell | P205-10200 |  |  |  |  | DPT | 0 | 2300 | mm |  |  | 1997
39 | LT-1002 | D 101 | Lt3 D-101 | JTE929-1AB22J015-MUAP1-XX | R0169141321 | Yamatake Honeywell | P205-10100 |  |  |  |  | DPT | 0 | 1400 | mm |  |  | 1997
40 | LI-1101 | R-110 | Lt2 R-110 | JTE929-1AB22J01A-MUAP1-XX | R0169141361 | Yamatake Honeywell | P205-10200 |  |  |  |  | DPT | 0 | 9400 | mm |  |  | 1997 | 5 | C | *
41 | LT-1102 | R-110 TOP | Lt3 R-110 | JTE929-1AB22J015-MUAP1-XX | R0169141323 | Yamatake Honeywell | P205-10200 |  |  |  |  | DPT | 0 | 1000 | mm |  |  | 1997
42 | LT-1103 | S-115 | Lt4 S-115 | NQI310Z-17N4205II-8 |  | Yamatake Honeywell | P205-10200 |  |  |  |  | DISP | 0 | 500 | mm |  |  | 1997
43 | LT-1104 | D-118 | Lt3 D-118 | JTD920-E1R-00000-MWAN2-XX | R0169141142 | Yamatake Honeywell | P205-10200 |  |  |  |  | DPT | 0 | 1500 | mm |  |  | 1997
44 | LS-1106 | R-110 PRESS. UNIT | Lt1 R-110 |  |  |  | P205-10200 |  |  |  |  | - | 0 | 0 | mm
45 | LI-1107 | TK-111 | Lt1 TK-111 | JTD920-E1R-00000-MWAN2-XX | R0169141143 | Yamatake Honeywell | P205-70100 |  |  |  |  | DPT | 0 | 6400 | mm |  |  | 1997
46 | LI-1151 | TK-111 | Lt1 TK-111 |  |  |  | P205-70100 |  |  |  |  | PRESS. GAGE | 0 | 8000 | mmH2O
47 | LT-1201 | T-120 | Lt1 T-120 | JTE929-1AB22J015-MUAP1-XX | R0169141324 | Yamatake Honeywell | P205-10400 |  |  |  |  | DPT | 0 | 3200 | mm |  |  | 1997
48 | LT-1202 | D-122 | Lt1 D-122 | JTD920-E1R-00000-MWAN2-XX | R0169141144 | Yamatake Honeywell | P205-10400 |  |  |  |  | DPT | 0 | 4600 | mm |  |  | 1997
49 | LT-1301 | D-135 | Lt1 D-135 | JTE929-1AB22J015-MUAP1-XX | R0169141325 | Yamatake Honeywell | P205-10300 |  |  |  |  | DPT | 0 | 4000 | mm |  |  | 1997
50 | LI-1302 | S-135 | Lt3 S-135 | NQI310Z-17N4203II-8 |  | Yamatake Honeywell | P205-10300 |  |  |  |  | DISP | 0 | 300 | mm |  |  | 1997
51 | LT-1401A | T140 BOTTOM | Lt1 T-140 | JTD920-E1R-00000-MWAN2-XX | R0169141145 | Yamatake Honeywell | P205-10500 |  |  |  |  | DPT | 0 | 1000 | mm |  |  | 1997
52 | LT-1401B | T-140 BOTTOM | Lt1 T-140 |  |  |  | P205-10200 |  |  |  |  | - | 0 | 0 | mm
53 | LI-1405AC | P-142C | P-142C | PL300-(0~6KPa)HDOSOSP6C5CI | FCN202311238962001 | FeeJoy | P205-10500 | TOL, TPP |  |  |  | DPT | 0 | 6 | Kpa |  |  | 2024-06-10
54 | LI-1405BC | P-142C | P-142C | PL300-(0~6KPa)HDOSOSP6C5CI | FCN202311238962002 | FeeJoy | P205-10500 | TOL, TPP |  |  |  | DPT | 0 | 6 | Kpa |  |  | 2024-06-10
55 | LT-1402 | D-145 | Lt2 D-145 | JTE929-1AA22J015-MUAP1-XX | R0169141291 | Yamatake Honeywell | P205-10500 |  |  |  |  | DPT | 0 | 900 | mm |  |  | 1997
56 | LI-1403 | TK-141 | Lt1 TK-141 | JTD920-E1R-00000-MWAN2-XX | R0169141146 | Yamatake Honeywell | P205-70100 |  |  |  |  | DPT | 0 | 6700 | mm |  |  | 1997
57 | LI-1451 | TK-141 | Lt1 TK-141 |  |  |  | P205-70100 |  |  |  |  | PERSS. GAGE | 0 | 8000 | mmH2O
58 | LI-1501 | D-151 | Lt1 D-151 | NQI310Z-17N3203II-8 |  | Yamatake Honeywell | P205-10600 |  |  |  |  | DISP | 0 | 300 | mm |  |  | 1997 | 5 | C | *
59 | LT-1502 | D-152 | Lt1 E-153 | NQI310Z-17N3203II-8 |  | Yamatake Honeywell | P205-10600 |  |  |  |  | DISP | 0 | 300 | mm |  |  | 1997
60 | LS-1521 | C-150 CRANK CASE | E-412 | - |  | - |  | LUBE OIL |  | ATM | 55 | - | 180 | 0 | mm
61 | LT-1601 | T-160 BOTTOM | Lt1 T-160 | JTD920-E1R-00000-MWAN2-XX | R0169141147 | Yamatake Honeywell | P205-10700 |  |  |  |  | DPT | 0 | 2200 | mm |  |  | 1997
62 | LT-1602 | D-165 | Lt2 D-165 | JTE929-1AA22J015-MUAP1-XX | R0169141292 | Yamatake Honeywell | P205-10700 |  |  |  |  | DPT | 0 | 1800 | mm |  |  | 1997
63 | LT-1603 | D-165 INTERFACE | Lt2 D-165 | NQI320Z-17N3203II-8 |  | Yamatake Honeywell | P205-10700 |  |  |  |  | DISP | 0 | 300 | mm |  |  | 1997
64 | LI-1604 | TK-161 | Lt1 TK-161 | JTD920-E1R-00000-MWAN2-XX | R0169141148 | Yamatake Honeywell | P205-70100 |  |  |  |  | DPT | 0 | 6400 | mm |  |  | 1997
65 | LI-1605 | E-162 SHELL | Lt1 T-160 | JTD920-E1R-00000-MWAN2-XX | R0169141149 | Yamatake Honeywell | P205-10700 |  |  |  |  | DPT | 0 | 2600 | mm |  |  | 1997
66 | LI-1606 | TK-162 | Lt1 TK-162 | JTD920-E1R-00000-MWAN2-XX | R0169141151 | Yamatake Honeywell | P205-70100 |  |  |  |  | DPT | 0 | 6300 | mm |  |  | 1997
67 | LT-1607 | TK-162 INTERFACE | Lt1 TK-162 | KFLB12Z-3217N3203B1-7 |  | Yamatake Honeywell | P205-70100 |  |  |  |  | DISP | 0 | 300 | mm |  |  | 1997
68 | LI-1651 | TK-161 | Lt1 TK-162 |  |  |  | P205-70100 |  |  |  |  | PRESS. GAGE | 0 | 8000 | mmH2O
69 | LI-1652 | TK-162 | Lt1 TK-162 |  |  |  | P205-70100 |  |  |  |  | PRESS. GAGE | 0 | 8000 | mmH2O
70 | LT-2101 | T-210 BOTTOM | Lt1 T-210 | NQI310Z-17N3203II-8 |  | Yamatake Honeywell | P205-20100 |  |  |  |  | DISP | 0 | 300 | mm |  |  | 1997
71 | LT-2102 | D-215 | Lt2 D-215 | NQI310Z-17N3203II-8 |  | Yamatake Honeywell | P205-20100 |  |  |  |  | DISP | 0 | 300 | mm |  |  | 1997
72 | LI-2103 | TK-211 | Lt1 TK-211 | JTD920-E1R-00000-MWAN2-XX | R0169141152 | Yamatake Honeywell | P205-70200 |  |  |  |  | DPT | 0 | 5500 | mm |  |  | 1997
73 | LI-2151 | TK-211 | Lt1 T-220 |  |  |  | P205-70200 |  |  |  |  | PRESS. GAGE | 0 | 7000 | mmH2O
74 | LT-2201 | T-220 BTM | Lt1 T-220 | NQI310Z-17N3203II-8 |  | Yamatake Honeywell | P205-20200 |  |  |  |  | DISP | 0 | 300 | mm |  |  | 1997
75 | LT-2202 | D-225 | Lt2 D-225 | NQI310Z-17N3203II-8 |  | Yamatake Honeywell | P205-20200 |  |  |  |  | DISP | 0 | 300 | mm |  |  | 1997
76 | LT-2203 | D-225 INTERFACE | Lt2 D-225 | NQI320Z-17N3203II-8 |  | Yamatake Honeywell | P205-20200 |  |  |  |  | DISP | 0 | 300 | mm |  |  | 1997
77 | LT-2302 | D-232 | Lt1 P-233 | NQI310Z-17N3203II-8 |  | Yamatake Honeywell | P205-20300 |  |  |  |  | DISP | 0 | 300 | mm |  |  | 1997
78 | LT-2303 A | D-230 | Lt3 A-230 | JTR926Z-1A322JXX5-MUAN2-XX | R0169141311 | Yamatake Honeywell | P205-20300 |  |  |  |  | DPT | 0 | 1000 | mm |  |  | 1997
79 | LT-2303 B | D-230 | Lt3 A-230 | JTR926Z-1A322JXX5-MUAN2-XX | R0169141312 | Yamatake Honeywell | P205-20300 |  |  |  |  | DPT | 0 | 1000 | mm |  |  | 1997
80 | LS-2304 | A-230 PRESS. UNIT | D-230/E-216 |  |  |  | P205-20300 |  |  |  |  | - | 0 | 0 | mm
81 | LS-2401 | F-240 | D-230/E-216 |  |  |  | P205-20300 |  |  |  |  | - | 0 | 2 | mm
82 | LT-2402 | D-242 | Lt1 D-243 | JTE929-1AA22J015-MUAP1-XX | R0169141293 | Yamatake Honeywell | P205-20300 |  |  |  |  | DPT | 0 | 1100 | mm |  |  | 1997
83 | LT-2403 | D-243 | Lt1 P-233 | JTE929-1AA22J015-MUAP1-XX | R0169141294 | Yamatake Honeywell | P205-20300 |  |  |  |  | DPT | 0 | 1100 | mm |  |  | 1997
84 | LT-2501 | T-250 BTM | Lt2 T-250 | NQI310Z-17N3203II-8 |  | Yamatake Honeywell | P205-20300 |  |  |  |  | DISP | 0 | 300 | mm |  |  | 1997
85 | LT-2502 | D-255 | Lt2 D-255 | NQI310Z-17N3203II-8 |  | Yamatake Honeywell | P205-20300 |  |  |  |  | DISP | 0 | 300 | mm |  |  | 1997
86 | LI-2503 | TK-251 | Lt1 TK-251 | JTD920-E1R-00000-MWAN2-XX | R0169141153 | Yamatake Honeywell | P205-70200 |  |  |  |  | DPT | 0 | 3400 | mm |  |  | 1997
87 | LI-2551 | TK-251 | Lt1 TK-251 |  |  |  | P205-70200 |  |  |  |  | PRESS. GAGE | 0 | 5000 | mm
88 | LT-3102 | D-312 | Lt2 D-312 | JTD920-E1R-00000-MWAN2-XX | R0169141154 | Yamatake Honeywell | P205-30100 |  |  |  |  | DPT | 0 | 1300 | mm |  |  | 1997
89 | LT-3103 | D-312 INTERFACE | Lt2 D-312 | NQI310Z-17N3210II-8 |  | Yamatake Honeywell | P205-30100 |  |  |  |  | DISP | 0 | 1000 | mm |  |  | 1997
90 | LT-3201 | T-320 | Lt1 T-320 | NQI310Z-17N3203II-8 |  | Yamatake Honeywell | P205-30100 |  |  |  |  | DISP | 0 | 300 | mm |  |  | 1997
91 | LI-3202 | D-325 | Lt2 D-325 | NQI310Z-17N3210II-8 |  | Yamatake Honeywell | P205-30200 |  |  |  |  | DISP | 0 | 1000 | mm |  |  | 1997
92 | LT-3203 | D-325 INTERFACE | Lt2 D-325 | NQI320Z-17N3203II-8 |  | Yamatake Honeywell | P205-30200 |  |  |  |  | DISP | 0 | 300 | mm |  |  | 1997
93 | LT-4101 | D 411 | Lt2 D-411 | JTE929-1AA22J015-MUAP1-XX | R0169141295 | Yamatake Honeywell | P205-40100 |  |  |  |  | DPT | 0 | 1.5 | M |  |  | 1997
94 | LT-4102 | R-410 BOTTOM | Lt1 R-410 | JTE929-1AC22J015-MUAP1-XX | R0169141331 | Yamatake Honeywell | [5 empty] | DPT | 0 | 1 | M |  |  | 1997 | 5 | C | *
95 | LT-4103 | D-412 | Lt1 D-412 | JTE929-1AA22J015-MUAP1-XX | R0169141296 | Yamatake Honeywell | [5 empty] | DPT | 0 | 3.8 | M |  |  | 1997
96 | LT-4105 | D-416 | Lt1 D-416 | JTE929-1AC22J015-MUAP1-XX | R0169141332 | Yamatake Honeywell | P205-50100 |  |  |  |  | DPT | 0 | 1 | M |  |  | 1997 | 5 | C | *
97 | LI-4107 | TK-411 | Lt1 TK-411 | JTD920-E1R-00000-MWAN2-XX | R0169141155 | Yamatake Honeywell | P205-70300 |  |  |  |  | DPT | 0 | 7.3 | M |  |  | 1997
98 | LS-4108 | S-412 | Lt1 S-412 | CS-5613E |  | Sakura Endress | [5 empty] | Float type Level Switch | 0 | 0 | M |  |  | 1997
99 | LS-4121 | C-412 CRANK CASE | Lt1 S-412 | FR-6091S |  | Tokyo Keiso Co. Ltd |  | LUBE OIL |  | ATM | 55 | -- | 0 | 0 | M
100 | LI-4155 | TK-411 | S-412 |  |  |  | P205-70300 |  |  |  |  | PRESS GAGE | 0 | 9 | M
101 | LT-4201 | T-420 BOTTOM | Lt1 T-420 | JTD920-E1R-00000-MWAN2-XX | R0169141156 | Yamatake Honeywell | [5 empty] | DPT | 0 | 3 | M |  |  | 1997
102 | LT-4202 | D-425 | Lt2 D-425 | NQI310Z-17N3205II-8 |  | Yamatake Honeywell | [5 empty] | DISP | 0 | 0.5 | M |  |  | 1997
103 | LT-4203 | D-425 INTERFACE | Lt2 D-425 | NQI320Z-17N3203II-8 |  | Yamatake Honeywell | [5 empty] | DISP | 0 | 0.3 | M |  |  | 1997
104 | LT-4301 | T-430 BOTTOM | Lt1 T-430 | JTD920-E1R-00000-MWAN2-XX | R0169141157 | Yamatake Honeywell | P205-40400 |  |  |  |  | DPT | 0 | 1.8 | M |  |  | 1997
105 | LT-4302 | D-435 | Lt2 D-435 | JTD920-E1R-00000-MWAN2-XX | R0169141158 | Yamatake Honeywell | [5 empty] | DPT | 0 | 0.8 | M |  |  | 1997
106 | LT-4401 | T-440 BOTTOM | Lt1 T-440 | JTD920-E1R-00000-MWAN2-XX | R0169141159 | Yamatake Honeywell | P205-40500 |  |  |  |  | DPT | 0 | 1.4 | M |  |  | 1997
107 | LT-4402 | D-445 | Lt2 D-445 | NQI320Z-17N3203II-8 |  | Yamatake Honeywell | [5 empty] | DISP | 0 | 0.3 | M |  |  | 1997
108 | LT-4501 | T-450 BOTTOM | Lt1 T-450 | NQI310Z-17N3210II-8 |  | Yamatake Honeywell | [5 empty] | DISP | 0 | 1 | M |  |  | 1997
109 | LT-4502 | D-455 | Lt2 D-455 | NQI310Z-17N3203II-8 |  | Yamatake Honeywell | [5 empty] | DISP | 0 | 0.3 | M |  |  | 1997
110 | LT-4503 | D-455 INTERFACE | Lt2 D-455 | NQI320Z-17N3203II-8 |  | Yamatake Honeywell | [5 empty] | DISP | 0 | 0.3 | M |  |  | 1997
111 | LT-5101 | D-511 | Lt2 D-511 | JTE929-1AA22J015-MUAP1-XX | R0169141297 | Yamatake Honeywell | P205-50100 |  |  |  |  | DPT | 0 | 0.8 | M |  |  | 1997
112 | LT-5102 | R-510 | Lt1 R-510 | JTE929-1AC22J015-MUAP1-XX | R0169141333 | Yamatake Honeywell | P205-50100 |  |  |  |  | DPT | 0 | 1 | M |  |  | 1997
113 | LT-5103 | D-511 | Lt1 D-512 | JTE929-1AA22J015-MUAP1-XX | R0169141298 | Yamatake Honeywell | [5 empty] | DPT | 0 | 2.1 | M |  |  | 1997
114 | LI-5104 | TK-511 | Lt1 TK-511 | JTD920-E1R-00000-MWAN2-XX | R0169141161 | Yamatake Honeywell | P205-70300 |  |  |  |  | DPT | 0 | 4 | M |  |  | 1997
115 | LI-5154 | TK-511 | Lt1 TK-511 |  |  |  | P205-70300 |  |  |  |  | PRESS GAGE | 0 | 6 | M
116 | LT-5201 | T-520 | Lt1 T-520 | JTD920-E1R-00000-MWAN2-XX | R0169141162 | Yamatake Honeywell | P205-50200 |  |  |  |  | DPT | 0 | 1.2 | M |  |  | 1997
117 | LT-5202 | D-525 | Lt2 D-525 | SLX110-10312EA2121H-6CD |  | Azbil | P205-10200 |  |  |  |  | DISP | 0 | 0.3 | M |  | 90003061 | 2023
118 | LT-5301 | T-530 | Lt1 T-530 | JTD920-E1R-00000-MWAN2-XX | R0169141163 | Yamatake Honeywell | P205-50300 |  |  |  |  | DPT | 0 | 1.2 | M |  |  | 1997
119 | LT-5302 | D-535 | Lt2 D-535 | NQI310Z-17N3203II-8 |  | Yamatake Honeywell | P205-50300 |  |  |  |  | DISP | 0 | 0.3 | M |  |  | 1997
120 | LT-5401 | T-540 | Lt1 T-620 | JTD920-E1R-00000-MWAN2-XX | R0169141164 | Yamatake Honeywell | P205-50400 |  |  |  |  | DPT | 0 | 0.8 | M |  |  | 1997
121 | LT-5402 | D-545 | Lt2 D-545 | NQI310Z-17N3203II-8 |  | Yamatake Honeywell | P205-50400 |  |  |  |  | DISP | 0 | 0.3 | M |  |  | 1997
122 | LT-5501 | T-550 | Lt1 T-620 | JTD920-E1R-00000-MWAN2-XX | R0169141165 | Yamatake Honeywell | P205-50500 |  |  |  |  | DPT | 0 | 1 | M |  |  | 1997
123 | LT-5502 | D-555 | Lt2 D-555 | NQI310Z-17N3203II-8 |  | Yamatake Honeywell | P205-50500 |  |  |  |  | DISP | 0 | 0.3 | M |  |  | 1997
124 | LT-6101 | D-611 | Lt2 D-611 | JTE929-1AA22J015-MUAP1-XX | R0169141299 | Yamatake Honeywell | P205-60100 |  |  |  |  | DPT | 0 | 0.8 | M |  |  | 1997
125 | LT-6102 | R-610 | Lt1 R-610 | JTE929-1AC22J015-MUAP1-XX | R0169141334 | Yamatake Honeywell | P205-60100 |  |  |  |  | DPT | 0 | 1 | M |  |  | 1997
126 | LT-6103 | D-612 | Lt1 D-612 | JTE929-1AA22J015-MUAP1-XX | R0169141301 | Yamatake Honeywell | P205-60100 |  |  |  |  | DPT | 0 | 1.8 | M |  |  | 1997
127 | LI-6104 | TK-611 | Lt1 TK-611 | JTD920-E1R-00000-MWAN2-XX | R0169141166 | Yamatake Honeywell | P205-70300 |  |  |  |  | DPT | 0 | 3.5 | M |  |  | 1997
128 | LI-6154 | TK-611 | Lt1 TK-611 |  |  |  | P205-70300 |  |  |  |  | DPT | 0 | 5 | M
129 | LT-6201 | T-620 BOTTOM | Lt1 T-620 | JTD920-E1R-00000-MWAN2-XX | R0169141167 | Yamatake Honeywell | P205-60200 |  |  |  |  | DPT | 0 | 1.4 | M |  |  | 1997
130 | LT-6202 | D-625 | Lt2 D-625 | JTE929-1AA22J015-MUAP1-XX | R0169141302 | Yamatake Honeywell | P205-60200 |  |  |  |  | DPT | 0 | 1 | M |  |  | 1997
131 | LT-6203 | D-625 INTERFACE | Lt2 D-625 | NQI320Z-17N3203II-8 |  | Yamatake Honeywell | P205-60200 |  |  |  |  | DISP | 0 | 0.3 | M |  |  | 1997
132 | LT-6301 | T-630 BOTTOM | Lt1 T-630 | JTD920-E1R-00000-MWAN2-XX | R0169141168 | Yamatake Honeywell | P205-60300 |  |  |  |  | DPT | 0 | 1.2 | M |  |  | 1997
133 | LT-6302 | D-635 | Lt2 D-635 | NQI310Z-17N3203II-8 |  | Yamatake Honeywell | P205-60300 |  |  |  |  | DISP | 0 | 0.3 | M |  |  | 1997
134 | LT-6401 | T-640 BOTTOM | Lt1 T-640 | JTD920-E1R-00000-MWAN2-XX | R0169141169 | Yamatake Honeywell | P205-60400 |  |  |  |  | DPT | 0 | 0.8 | M |  |  | 1997
135 | LT-6402 | D-645 | Lt2 D-645 | NQI310Z-17N3203II-8 |  | Yamatake Honeywell | P205-60400 |  |  |  |  | DISP | 0 | 0.3 | M |  |  | 1997
136 | LI-7101 | D-711 | D-711 | NMS81-MKW8/0 |  | Endress Hauser | P205-71200 | Propylene |  |  |  | Tank gage | 0 | 18000 | mm |  |  | 2021
137 | LI-7102 | D-712 | D-712 | NMS81-MKW8/0 |  | Endress Hauser | P205-71200 | Propylene |  |  |  | Tank gage | 0 | 18000 | mm |  |  | 2021
138 | LI-7103 | D-713 | D-713 | NMS81-MKW8/0 |  | Endress Hauser | P205-71200 | Propylene |  |  |  | Tank gage | 0 | 18000 | mm |  |  | 2021
139 | LI-7104 | D-714 | D-714 | NMS81-MKW8/0 |  | Endress Hauser | P205-71200 | Propylene |  |  |  | Tank gage | 0 | 18000 | mm |  |  | 2021
140 | LT-7105 | D-715 | D-714 | NQI310Z-11N4205II-8 |  | Yamatake Honeywell | P205-71100 |  |  |  |  | DISP | 0 | 500 | mm |  |  | 1997
141 | LI-7106 | D-711 | D-711 | FMD72-12PT3/0 FMD72-BC24ABD1S1SGDDCGCRLJRLJA1+AAPA |  | Endress Hauser | P205-71200 |  |  |  |  | DPT | 0 | 18000 | mm |  | 90021239 | 2021
142 | LI-7107 | D 712 | D-712 | FMD72-12PT3/0 FMD72-BC24ABD1S1SGDDCGCRLJRLJA1+AAPA |  | Endress Hauser | P205-71200 |  |  |  |  | DPT | 0 | 18000 | mm |  | 90021239 | 2021
143 | LI-7108 | D-713 | D-713 | FMD72-12PT3/0 FMD72-BC24ABD1S1SGDDCGCRLJRLJA1+AAPA |  | Endress Hauser | P205-71200 |  |  |  |  | DPT | 0 | 18000 | mm |  | 90021239 | 2021
144 | LI-7109 | D-714 | D-714 | FMD72-12PT3/0 FMD72-BC24ABD1S1SGDDCGCRLJRLJA1+AAPA |  | Endress Hauser | P205-71200 |  |  |  |  | DPT | 0 | 18000 | mm |  | 90021239 | 2021
145 | LS-7109 |  | D-716 |  |  |  | P205-71100
146 | LA-7109 |  | D-716 |  |  |  | P205-71100
147 | LI-7201 | TK-721 | TK-721 | JTD930-E1R-00000-MWAN2-XX | R016914185 | Yamatake Honeywell | P205-72100 |  |  |  |  | DPT | 0 | 18000 | mm |  |  | 1997
148 | LI-7202 | TK-722 | TK-722 | JTD930-E1R-00000-MWAN2-XX | R016914186 | Yamatake Honeywell | P205-72100 |  |  |  |  | DPT | 0 | 26000 | mm |  |  | 1997
149 | LI-7203 | TK-723 | TK-723 | JTD930-E1R-00000-MWAN2-XX | R016914187 | Yamatake Honeywell | [5 empty] | DPT | 0 | 14900 | mm |  |  | 1997
150 | LI-7204 | TK-724 | TK-724 | JTD930-E1R-00000-MWAN2-XX | R016914188 | Yamatake Honeywell | [5 empty] | DPT | 0 | 14900 | mm |  |  | 1997
151 | LI-7205 | TK-725 | TK-725 | JTD930-E1R-00000-MWAN2-XX | R016914189 | Yamatake Honeywell | P205-72300 |  |  |  |  | DPT | 0 | 13000 | mm |  |  | 1997
152 | LI-7206 | TK-726 | TK-726 | JTD930-E1R-00000-MWAN2-XX | R016914191 | Yamatake Honeywell | P205-72300 |  |  |  |  | DPT | 0 | 13000 | mm |  |  | 1997
153 | LI-7251 | TK-721 | TK-721 |  |  |  | P205-72100 |  |  |  |  | PRESS GAGE | 0 | 26400 | mm
154 | LI-7252 | TK-722 | TK-722 |  |  |  | P205-72100 |  |  |  |  | PRESS GAGE | 0 | 26400 | mm
155 | LI-7253 | TK-723 | TK-723 |  |  |  | P205-72200 |  |  |  |  | PRESS GAGE | 0 | 15200 | mm
156 | LI-7254 | TK-724 | TK-724 |  |  |  | P205-72200 |  |  |  |  | PRESS GAGE | 0 | 15200 | mm
157 | LI-7255 | TK-725 | TK-725 | [8 empty] | PRESS GAGE | 0 | 13300 | mm
158 | LI-7256 | TK-726 | TK-726 | [8 empty] | PRESS GAGE | 0 | 13300 | mm
159 | LS-7501B | P-751B FPO TANK | P-751 |  |  |  | P206-75100 |  |  |  |  | LSW | 0 | 13300 | mm
160 | LS-7501C | P-751C FO TANK | P-751 |  |  |  | P206-75100 |  |  |  |  | LSW | 0 | 0 | mm
161 | LI-8101 | TK-811 | TK-811 | JTF929-E1RAA2J00-MWAN2-XX | R0169141221 | Yamatake Honeywell | P206-80100 |  |  |  |  | DPT | 0 | 7 | M |  |  | 1997
162 | LI-8102 | TK-816 | WWT | JTD920-E1R-00000-MWAN2-XX | R0169141201 | Yamatake Honeywell | P206-80100 |  |  |  |  | DPT | 0 | 4.4 | M |  |  | 1997 | 5 | C, E | *
163 | LX-8102 | PURGE SET FOR '8102 | WWT | CP-221-1A0 |  | Tokyo Keiso Co. Ltd | P206-80100 |  |  |  |  | ROTA METER | 10 | 100 | NL/h
164 | LI-8103 | TK-817 | WWT | JTD920-E1R-00000-MWAN2-XX | R0169141202 | Yamatake Honeywell | P206-80100 |  |  |  |  | DPT | 0 | 4.4 | M |  |  | 1997 | 5 | C, E | *
165 | LX-8103 | PURGE SET FOR '81O3 | WWT | CP-221-1A0 |  | Tokyo Keiso Co. Ltd | P206-80100 |  |  |  |  | ROTA METER | 10 | 100 | NL/h
166 | LI-8104 | 8104 | WWT | JTD920-E1R-00000-MWAN2-XX | R0169141203 | Yamatake Honeywell | P206-80100 |  |  |  |  | DPT | 0 | 4.4 | M |  |  | 1997 | 5 | C, E | *
167 | LX-8104 | PURGE SET FOR '81O4 | WWT | CP-221-1A0 |  | Tokyo Keiso Co. Ltd | P206-80100 |  |  |  |  | ROTA METER | 10 | 100 | NL/h
168 | LI-8201 | PURGE SET FOR '81O4 | WWT | JTD920-E1R-00000-MWAN2-XX | R0169141204 | Yamatake Honeywell | P206-80200 |  |  |  |  | DPT | 0 | 4.4 | M |  |  | 1997 | 5 | C, E | *
169 | LX-8201 | PURGE SET FOR '82O1 | WWT | CP-221-1A0 |  | Tokyo Keiso Co. Ltd | P206-80200 |  |  |  |  | ROTA METER | 10 | 100 | NL/h
170 | LI-8202 | TK 822 | WWT | JTD920-E1R-00000-MWAN2-XX | R0169141205 | Yamatake Honeywell | P206-80200 |  |  |  |  | DPT | 0 | 4.4 | M |  |  | 1997 | 5 | C, E | *
171 | LX-8202 | PURGE SET FOR '82O2 | WWT | CP-221-1A0 |  | Tokyo Keiso Co. Ltd | P206-80200 |  |  |  |  | ROTA METER | 10 | 100 | NL/h
172 | LI-8301 | TK 831 | WWT | JTF929-E1RAA2J00-MWAN2-XX | R0169141222 | Yamatake Honeywell | P206-80300 |  |  |  |  | DPT | 0 | 3.3 | M |  |  | 1997
173 | LI-8302 | TK-832 | WWT | JTF929-E1RAA2J00-MWAN2-XX | R0169141223 | Yamatake Honeywell | P206-80300 |  |  |  |  | DPT | 0 | 6000 | mm |  |  | 1997
174 | LS-8303 | TK-834 | Incenerator Lt1 | [8 empty] | LSW | 0 | 0 | -
175 | LS-8304 A | TK-835 A | Incenerator Lt1 | [8 empty] | LSW | 0 | 0 | -
176 | LS-8304B | TK-835 B | Incenerator Lt1 | [8 empty] | LSW | 0 | 0 | -
177 | LT-8501 | OVER FLOW TANK LEVEL | Incenerator Lt1 | JTE929A-121N21H2-A1BXX-T1U2 |  |  | P206-85100 |  |  |  |  | DPT | 0 | 1500 | mmH2O
178 | LS-8502 | HEAD TANK LEVEL | Incenerator Lt4 | KRV-1F |  | Nohken inc | P206-85100 | BFW |  | ATM | 80 | SWITCH | - | - | -
179 | LS-8503 | OVER FLOW TANK LEVEL | Incenerator Lt1 | KRV-1F |  | Nohken inc |  | EFFLUENT |  | 1202mmH2O | 89 | SWITCH | - | - | -
180 | LS-8504 | OVER FLOW TANK LEVEL | Incenerator Lt1 | KRV-1F |  | Nohken inc |  | EFFLUENT |  | 1202mmH2O | 89 | SWITCH | - | - | -
181 | LT-8511 | D-851 | Lt1 D-851 | JTD920-E1R-00000-MWAN2-XX | R0169141206 | Yamatake Honeywell | P205-70800 |  |  |  |  | DPT | 0 | 1.4 | mm |  |  | 1997
182 | LS-8553 |  | TK-850 |  |  |  | P206-85100
183 | LI-9111 | D-911 (LPG TANK) | D-911 | EJA110A-DMS4A-92DA/FU1/D4 |  | Yokogawa | P206-91100 |  |  |  |  | DPT | 0 | 10000 | mmH2O
184 | LI-9112 | D-912 (LPG TANK) | D-912 | JTD920-E1R-00000-MWAN2-XX |  | Yamatake Honeywell | P206-91100 |  |  |  |  | DPT | 0 | 1000 | mmH2O
185 | LI-9113 | D-913 (LPG TANK) | D-913 | EJA110A-DMS4A-92DA/FU1/D4 |  | Yokogawa | P206-91100 |  |  |  |  | DPT | 0 | 10000 | mmH2O
186 | LI-9114 | D-914 (LPG TANK) | D-914 | EJA110A-DMS4A-92DA/FU1/D4 |  | Yokogawa | P206-91100 |  |  |  |  | DPT | 0 | 10000 | mmH2O
187 | LT-9201 | D-922 | Lt1 D-922 | NQI310Z-11N32XXII-8 |  | Yamatake Honeywell | P206-92200 |  |  |  |  | DISP | 0 | 800 | mm |  |  | 1997
188 | LT-9202 | TK-923 | Lt1 TK-923 | JTD920-E1R-00000-MWAN2-XX | R0169141207 | Yamatake Honeywell | P206-92200 |  |  |  |  | DPT | 0 | 3000 | mm |  |  | 1997
189 | LT-9203 | D-921 | C-991A/ B | NQI310Z-11N32XXII-8 |  | Yamatake Honeywell | P206-92400 |  |  |  |  | DISP | 0 | 800 | mm |  |  | 1997
190 | LS-9205 | TK-925 | P-921A/B |  |  |  | P206-92400 |  |  |  |  | - | 0 | 0 | -
191 | LS-9206 | D-921 | C-991A/B | CS-5613E |  | Sakura Endress | P206-92400 |  |  |  |  | Float type Level Switch | 0 | 0 | - |  |  | 1997 | 5 | C | *
192 | LI-9252 | TK-923 | TK-931 |  |  |  | P206-92200 |  |  |  |  | PRESS GAGE | 0 | 3.3 | mm
193 | LI-9301 | TK-931 | TK-931 | JTD930-E1R-00000-MWAN2-XX | R016914192 | Yamatake Honeywell | P206-93100 |  |  |  |  | DPT | 0 | 15.4 | mm |  |  | 1997
194 | LI-9302 | TK-936 | P-921A/B | JTD920-E1R-00000-MWAN2-XX | R0169141208 | Yamatake Honeywell | P206-93200 |  |  |  |  | DPT | 0 | 4179 | mmH2O |  |  | 1997 | 25 | C, S, E | **
195 | LI-9303 | TK-932 | Z-992/D-993/TK-932 | JTD920-E1R-00000-MWAN2-XX | R0169141209 | Yamatake Honeywell | P206-85100 |  |  |  |  | DPT | 0 | 5970 | mmH2O |  |  | 1997
196 | LI-9304 | Demin | TK-932B | EJA110A-DMS4A-92DA/FU1/D4 |  | Yokogawa | P206-85100 |  |  |  |  | DPT | 0 | 5970 | mmH2O |  |  | 1997
197 | LS-9331 | Z-931 | Z-992/D-993/TK-932 |  |  |  | P206-93200 |  |  |  |  | LSW | 0 | 0 | -
198 | LICA-9331-1 | DEGASIFIER TANK LEVEL | DEMIN WATER | 692 |  | Huba Control | U311-00165 | DMW |  | 0.15 | 33 | DPT | 0 | 2000 | mmH2O |  |  | 1997
199 | LSA-9331-1 | T-935 Level | DEMIN WATER | order code PP-223 5MK 223 |  | Vega Bar | U311-00165 | H2SO4 |  | ATM | 70 | LS | - | - | - |  | 90014115 | 1997
200 | LSA-9331-2 | H2SO4 DILUTION TANK LEVEL | DEMIN WATER | SFA-50 |  | Goema Pte Ltd | U311-00167 | H2SO4 |  | ATM | 70 | FLOAT LS | - | - | - |  |  | 1997 | [7 empty] | Lokal tidak ada
201 | LSA-9331-3 | H2SO4 SERVICE TANK LEVEL | DEMIN WATER | SFA-50 |  | Goema Pte Ltd | U311-00167 |  |  |  |  | FLOAT LS | - | - | - |  |  | 1997 | [7 empty] | Lokal tidak ada
202 | LSA-9331-4 | NaOH DILUTION TANK LEVEL | DEMIN WATER | NIS-3 |  | Goema Pte Ltd |  | NaOH |  | ATM | 40 | DIAPRAGM PS | - | - | -
203 | LSA-9331-5 | NEUTRALIZED PIT LEVEL | DEMIN WATER | NIS-4 |  | Goema Pte Ltd |  | NaOH |  | ATM | 40 | DIAPRAGM PS | - | - | - |  | 90014123 | [8 empty] | Lokal tidak ada
204 | LI-9351 | TK-931 | Z-992/D-993/TK-932 |  |  |  | P206-93100 |  |  |  |  | PRESS GAGE | 0 | 15.7 | mm
205 | LI-9352 | TK-936 | Z-992/D-993/TK-932 |  |  |  | P206-93200 |  |  |  |  | PRESS GAGE | 0 | 4.6 | mmH2O
206 | LI-9353 | TK932 | Z-992/D-993/TK-932 |  |  |  | P206-85100 |  |  |  |  | PRESS GAGE | 0 | 6.3 | mm
207 | LI-9354 |  | TK-832B |  |  |  | P206-85100
208 | LS-9381 | DEMINERALIZED WATER UNIT | Z-992/D-993/TK-932 | [8 empty] | - | 0 | 0 | -
209 | LT-9401 | Z-941 | D-941 | JTD920-E1R-00000-MWAN2-XX | R0169141211 | Yamatake Honeywell | [5 empty] | DPT | 0 | 5 | mm |  |  | 1997
210 | LX-9401 | PURGE SET FOR LC-9401 | D-941 | CP-221-1A0 |  | Tokyo Keiso Co. Ltd | [5 empty] | ROTAMETER | 10 | 100 | NL/h
211 | LS-9402 | PH ADJUST TANK | D-941 | [8 empty] | - | 0 | 0 | -
212 | LS-9403 | CORROSION INHIBITOR TANK | D-941 | [8 empty] | - | 0 | 0 | -
213 | LS-9404 | DISPERSANT CHEMICAL TANK | D-941 | [8 empty] | - | 0 | 0 | -
214 | LI-9405 | DISPERSANT CHEMICAL TANK | D-941 | JTD920-E1R-00000-MWAN2-XX | R0169141212 | Yamatake Honeywell | P206-94200 |  |  |  |  | DPT | 0 | 2.4 | mm |  |  | 1997
215 | LI-9451 | TK-942 | D-941 |  |  |  | P206-94200 |  |  |  |  | PRESS GAGE | 0 | 2600 | mm
216 | LS-9502 | D-951 | Lt1 D-951 | MPC-2201E |  | Sakura Endress | P205-70400 |  |  |  |  | Float type Level Switch | 0 | 0 | - |  |  | 1997
217 | LT-9503 | Z-951 | Flare Stack | NQI310Z-11N3203II-8 |  | Yamatake Honeywell | P206-95100 |  |  |  |  | DISP | 0 | 300 | mm |  |  | 1997
218 | LI-9601 | D 961 | Lt2 D-961 | NQI310Z-11N3203II-8 |  | Yamatake Honeywell | P205-70500 |  |  |  |  | DISP | 0 | 300 | M |  |  | 1997
219 | LI-9602A | TK-961 A | Lt1 TK-961A | JTD920-E1R-00000-MWAN2-XX | R0169141213 | Yamatake Honeywell | P205-70200 |  |  |  |  | DPT | 0 | 7.4 | mm |  |  | 1997
220 | LI-9602B | TK-961 B | Lt1 TK-961B | JTD920-E1R-00000-MWAN2-XX | R0169141214 | Yamatake Honeywell | P205-70200 |  |  |  |  | DPT | 0 | 7.4 | mm |  |  | 1997
221 | LT-9603 A | TK-961 A INTERFACE | Lt1 TK-961A | KFLB12Z-3211N3203BI-7 |  | Yamatake Honeywell | P205-70200 |  |  |  |  | DISP | 0 | 300 | mm |  |  | 1997
222 | LT-9603 B | TK-961 B INTERFACE | Lt1 TK-961B | KFLB12Z-3211N3203BI-7 |  | Yamatake Honeywell | P205-70200 |  |  |  |  | DISP | 0 | 300 | mm |  |  | 1997
223 | LS-9604 A | D-963 A | Lt1 D-963A |  |  |  | P205-70600 |  |  |  |  | TOP MOUNT | 0 | 1.4 | mm
224 | LS-9604 B | D-963 B | Lt1 P-973 |  |  |  | P205-70600 |  |  |  |  | TOP MOUNT | 0 | 1.4 | mm
225 | LI-9652 A | TK-961A | Lt1 TK-961B |  |  |  | P205-70200 |  |  |  |  | PRESS GAGE | 0 | 8.4 | mm
226 | LI-9652 B | TK-961B | Lt1 TK-961B |  |  |  | P205-70200 |  |  |  |  | PRESS GAGE | 0 | 8.4 | mm
227 | LS-9701 | WASTE WATER SAMP | Lt1 P-973 |  |  |  | P205-70800 |  |  |  |  | TOP MOUNT | 0 | 1.5 | mm
228 | LT-9702 | WASTE WATER SAMP | Lt1 P-973 | JTD920-E1R-00000-MWAN2-XX | R0169141215 | Yamatake Honeywell | P205-70800 |  |  |  |  | DPT | 0 | 1.5 | mm |  |  | 1997
229 | LX-9702 | PURGE SET FOR LC-9702 | Lt1 P-973 | CP-221-1A0 |  | Tokyo Keiso Co. Ltd | [5 empty] | ROTAMETER | 10 | 100 | NL/h
230 | LT-9801 | T-980 BOTTOM | Lt1 T-980 | JTD920-E1R-00000-MWAN2-XX | R0169141216 | Yamatake Honeywell | P205-70800 |  |  |  |  | DPT | 0 | 900 | mm |  |  | 1997
231 | LT-9802 | D 985 | Lt2 D-985 | NQI310Z-17N3203II-8 |  | Yamatake Honeywell | P205-70800 |  |  |  |  | DISP | 0 | 300 | mm |  |  | 1997
232 | LT-9803 | D-985 INTERFACE | Lt2 D-985 | NQI310Z-17N3203II-8 |  | Yamatake Honeywell | P205-70800 |  |  |  |  | DISP | 0 | 300 | mm |  |  | 1997
233 | LI-9921 | N2 | Z-992 | STD920-E1H-00000-PWD6-C7E9 |  | Yamatake | [5 empty] | DPT | 0 | 10000 | mmH2O |  |  | 1997
234 | LA-FOL | Intermediate Tank | Sewer Intermediate |  |  | Radar |  | FOL |  |  |  | Floater | ON | OFF | - |  |  |  | 5 | E | *
CO2 GAS
235 | LS-10402-12 | Reclaimer level high | Reclaimer | 11375Z / FTW325 |  | Endress+Hauser | CO(009611) | MEA | [9 empty] | 2012 | 5 | C | *
236 | LS-11400-30 | Absorber level high | Absorber | 7ML5745-1AA42-1BA0 |  | Siemens LVL100.XXSGATPV | CO(009610) | Process wtr | [5 empty] | 65 | % |  |  | 2012 | 5 | C | * | 90003060
237 | LS-A20100-12 | Intercooler liquid sep. A level high | CO2 Comp |  |  | Endress+Hauser |  | CO2 cond. | [9 empty] | 2012 | 5 | C | *
238 | LS-A20102-12 | Aftercooler liquid sep. A level high | CO2 Comp |  |  | Endress+Hauser |  | CO2 cond. | [9 empty] | 2012 | 5 | C | *
239 | LT-10310-02 | MEA reboiler level | MEA Reboiler | AKS 4100 |  | Danfoss | CO(009610) | MEA |  |  |  | TDR single cable | 1200 | 550 | mm |  |  | 2012 | 5 | C | * | 90021025 |  |  |  | probe: 1506 mm
240 | PDT-10400-03-G | Reclaimer level | Reclaimer | 7MF4433-1EY02-2AB1 |  | Siemens Sitrans P diff. DS III | CO(009611) | MEA |  |  |  | DPT | 0 | 60 | mbar |  |  | 2012 | 5 | C | *
241 | PDT-11200-20 | Flue gas scrubber level | Flue gas scrubber | 7MF4433-1DY02-2AB1 |  | Siemens Sitrans P diff. DS III | CO(133565) | Process wtr |  |  |  | DPT | 0 | 90 | mbar |  | 90021150 | 2012 | 5 | C | * |  |  |  |  | Cappilary 2m, Flange DN80 PN25/40.
242 | PDT-11400-18 | Absorber level | Absorber | 7MF4433-1EY02-2AB1-Z |  | Siemens Sitrans P diff. DS III | CO(009610) | MEA |  |  |  | DPT | 0 | 187 | mbar |  |  | 2012 | 5 | C | * |  |  |  |  | Cappilary 6m, Flange 3 inch 150
243 | PDT-11500-18 | Stripper level | Stripper | 7MF4433-1EY02-2AB1-Z |  | Siemens Sitrans P diff. DS III | CO(009610) | MEA |  |  |  | DPT | 0 | 311 | mbar |  |  | 2024-07-07 | 5 | C | * | 90021152 |  |  |  | Cappilary 6m, Flange 3 inch 150
244 | PDT-12300-04 | Water scrubber level | Water Scrubber | 7MF4433-1EY02-2AB1-Z |  | Siemens Sitrans P diff. DS III | CO(133567) | Process wtr |  |  |  | DPT | 0 | 126 | mbar |  |  | 2012 | 5 | C | * |  |  |  |  | Cappilary 2m, Flange 3 inch 150
245 | LI-0641 | Level Cooling tower 1 | Cooling tower 1 |  |  | Yamatake Honeywell |  | Water |  |  |  | DPT | 0 | 1200 | mmH2O |  |  | 2012
246 | LI-0642 | Level Cooling tower 2 | Cooling tower 2 |  |  | Yamatake Honeywell |  | Water |  |  |  | DPT | 0 | 1200 | mmH2O |  |  | 2012
H-922 PROJECT
247 | 50LS3 | Water Level L & LL | H-922 Drum | BD05/2 |  | MOBREY |  | Hot water |  | 16 | 230 |  | 0 | 100 | % |  |  | 2014 | 125 | C, S, E | *** | Klik
248 | 50MS4 | Water Level High | H-922 Drum |  |  |  |  | Hot water |  | 16 | 230 |  | 0 | 100 | % |  |  | 2014 | 125 | C, S, E | *** | Klik
249 | 55LT3 | Water Level NI1341 | H-922 Drum | NI1341 |  | Regeltechnik |  | Hot water |  | 16 | 230 |  | 0 | 100 | % |  |  | 2014 | 125 | C, S, E | *** | Klik
CO2 LIQUID
250 | PDT-10400-03-L | Reclaimer | RIO-104 | Sitrans P |  | Siemens |  | MEA |  | 0.21 | 120 | PDT | 0 | 60 | mbar |  |  | 2015 | 5 | C | * |  |  |  |  | remote seal 1m
251 | PDT-11400-01 | Absorber | RIO114-2 | Sitrans P/ 7MF4433-1EY02-1AB1Z | N1-D19-9120045 | Siemens |  | MEA |  | 0.01 | 59.63 | PDT | 0 | 292 | mbar |  |  | 2015 | 5 | C | * |  |  |  |  | 7MF4433-1EY02-1AB1-Z, Flange 3 inch 150 remote seal 6 meter
252 | PDT-11500-01 | Stripper | RIO-103 | Sitrans P |  | Siemens |  | MEA |  | 0.81 | 120 | PDT | 0 | 242 | mbar |  |  | 2015 | 5 | C | * |  |  |  |  | 7MF4433-1EY02-1AB1-Z, Flange 3 inch 150 remote seal 4 meter
253 | PDT-11604-01 | NOx Flash | RIO114-3 | Sitrans P/ 7MF4433-1EY02-2AB1 | N1-C009-9070142 | Siemens |  | MEA |  | 0.5 | 103.56 | PDT | 0 | 195 | mbar |  |  | 2015 | 5 | C | * |  |  |  |  | 7MF4433-1EY02-2AB1-Z, Flange 3 inch 150 remote seal 3 meter
254 | PDT-12308-03 | Water scrubber | RIO-103 | Sitrans P/ 7MF4433-1DY02-1AB1-Z | N1-F112-9120000 | Siemens |  | Water |  | 0.45 | 40 | PDT | 0 | 110 | mbar |  |  | 2015 | 5 | C | * |  |  |  |  | Flange 2 inch 150 remote seal 2 meter
255 | LT-10108-04 | Steam boiler | RIO-101 | LP20 |  | Spirax sarco | 00792.101.101.01 | Hot water |  | 2.5 | 136 | Capacitif | 0 | 320 | mm |  |  | 2015 | 5 | C | *
256 | LT-10306-02 | Condensate drum | RIO-103 | Sitrans LG250 |  | Siemens |  | Hot water |  | 3 | 133.5 | TDR Single cable | 1350 | 600 | mm |  |  | 2015 | 5 | C | *
257 | LT-37148-02 | Distillation column | RIO-381 | AKS 4100 |  | Danfoss |  | Liquid CO2 |  | 17.2 | -24.27 | TDR Coaxial type | 1000 | 300 | mm |  |  | 2015 | 5 | C | * |  |  |  |  | AKS4100 084H4512
258 | LT-38109-02 | Condenser | RIO-381 | AKS 4100 |  | Danfoss |  | Amonia |  | 4.62 | -28 | TDR Coaxial type |  |  | mm |  |  | 2015 | 5 | C | *
259 | LT-46102-02 | Amoniak cooled | RIO-381 | AKS 4100 |  | Danfoss |  | Amonia |  | 4.6 | 2 | TDR Coaxial type | 840 | 140 | mm |  |  | 2015 | 5 | C | * |  |  |  |  | AKS4100 084H4512
260 | LT-47104-14 | Open flash tank | RIO-381 | AKS 4100 |  | Danfoss |  | Amonia |  | 4.6 | 2 | TDR Coaxial type | 1400 | 200 | mm |  |  | 2015 | 5 | C | *
261 | LS-10108-01 | Steam boiler L | RIO-101 | LP30 |  | Spirax sarco | 00792.101.101.01 | Hot water |  | 2.5 | 136 | Capacitif | [5 empty] | 2015 | 5 | C | *
262 | LS-10108-02 | Steam boiler HH | RIO-101 | LP31 |  | Spirax sarco | 00792.101.101.01 | Hot water |  | 2.5 | 136 | Capacitif | [5 empty] | 2015 | 5 | C | *
263 | LS-10108-03 | Steam boiler LL | RIO-101 | LP30 |  | Spirax sarco | 00792.101.101.01 | Hot water |  | 2.5 | 136 | Capacitif | [5 empty] | 2015 | 5 | C | *
264 | LS-10306-07 | Condensate drum L | RIO-103 | FTL260-0220 | K20EA801095 | Endress + Hauser |  | Hot water |  | 3 | 133.5 | Capacitif | [5 empty] | 2015 | 5 | C | *
265 | LS-10306-08 | Condensate drum H | RIO-103 | FTL260-0220 | K1026F01095 | Endress + Hauser |  | Hot water |  | 3 | 133.5 | Capacitif | [5 empty] | 2015 | 5 | C | *
266 | LS-10400-12 | Reclaimer | RIO-104 |  |  | Endress + Hauser |  | MEA |  | 0.21 | 120 | Capacitif | [5 empty] | 2015 | 5 | C | *
267 | LS-11400-02 | Absorber | RIO114-2 |  |  | Endress + Hauser |  | MEA |  | 0.01 | 59.63 | Capacitif | [5 empty] | 2015 | 5 | C | *
268 | LS-11500-02 | Stripper | RIO-103 |  |  | Endress + Hauser |  | MEA |  | 0.81 | 120 | Capacitif | [5 empty] | 2015 | 5 | C | *
269 | LS-11604-03 | Nox Flash | RIO114-3 |  |  | Endress + Hauser |  | MEA |  | 0.5 | 103.56 | Capacitif | [5 empty] | 2015 | 5 | C | *
270 | LS-12300-09 | Water scrubber | RIO-103 | order no. FTL50 - 1675/0 | K105DB01026 | Endress + Hauser |  | Water |  | 0.45 | 40 | Capacitif |  |  |  |  | 90021158 | 2015 | 5 | C | * |  |  |  |  | FTL50-AGN2AA4G5A
271 | LS-33503-12 | Dehumidifier | RIO-361 |  |  | Endress + Hauser |  | Water |  | 17.5 | 10 | Capacitif | [5 empty] | 2015 | 5 | C | *
272 | LS-37100-04 | Distillation column | RIO-381 |  |  | Endress + Hauser |  | Liquid CO2 |  | 18 | -22.85 | Capacitif | [5 empty] | 2015 | 5 | C | * |  |  |  |  | FTL50-AGF2AA4G5A
273 | LS-38109-01 | Condenser | RIO-381 |  |  | Endress + Hauser |  | Amonia |  | 1.29 | -28.5 | Capacitif | [5 empty] | 2015 | 5 | C | *
274 | LS-40102-01 | Ref. compressor oil | RIO-401 | OLC-D1 | p/n. 34794901 | Bitzer |  | Oil |  | 17 | 45 | Capacitif |  |  |  |  | 90021137 | 2015 | 5 | C | *
275 | LS-A20102-01 | CO2 comp A intermediate | RIO-201A | order no. FTL50 -14A2/0 | JC043601026 | Endress + Hauser |  | Water |  | 4.5 | 34 | Capacitif | [5 empty] | 2015 | 5 | C | *
276 | LS-A20104-02 | CO2 comp A Discharge | RIO-201A | order no. FTL50 -14A2/0 | JC043801026 | Endress + Hauser |  | Water |  | 17.2 | 35 | Capacitif | [5 empty] | 2015 | 5 | C | *
277 | LS-A20111-03 | CO2 comp A Suction | RIO-201A | order no. FTL50 -14A2/0 | JC043901026 | Endress + Hauser |  | Water | R1 | 0.45 | 32 | Capacitif | [5 empty] | 2015 | 5 | C | *
278 | LS-B20102-01 | CO2 comp B intermediate | RIO-201B | order no. FTL50 -14A2/0 | JC043701026 | Endress + Hauser |  | Water |  | 4.5 | 34 | Capacitif | [5 empty] | 2015 | 5 | C | * |  |  |  |  | FTL50-AGF2AA4G5A
279 | LS-B20104-02 | CO2 comp B Discharge | RIO-201B |  |  | Endress + Hauser |  | Water |  | 17.2 | 35 | Capacitif | [5 empty] | 2015 | 5 | C | *
280 | LS-B20111-03 | CO2 comp B Suction | RIO-201B | order no. FTL50 -14A2/0 |  | Endress + Hauser |  | Water |  | 0.45 | 32 | Capacitif | [5 empty] | 2015 | 5 | C | *
281 | LI-7701 | CO2 Storage | D-771 | AT-9000 |  | Azbil |  | Liquid CO2 |  | 18 | -22.85 | PDT | 0 | 3600 | mmH2O |  |  | 2015 | 5 | C | *
282 | LI-7702 | CO2 Storage | D-772 | EJA110A DMS4A-92DA/FU1/D4 |  | Yokogawa |  | Liquid CO2 |  | 18 | -22.85 | PDT | 0 | 3600 | mmH2O |  |  | 2015 | 5 | C | *
283 | LI-7703 | CO2 Storage | D-773 | EJA110A DMS4A-92DA/FU1/D4 |  | Yokogawa |  | Liquid CO2 |  | 18 | -22.85 | PDT | 0 | 3600 | mmH2O |  |  | 2015 | 5 | C | *
H-923 PROJECT
284 | LS-101 | Water Level L & LL | H-923 Drum | Igema EL030, SMLC1 |  | Igema |  | Hot water |  | 16 | 230 |  | 0 | 100 | % |  |  | 2019 | 125 | C, S, E | *** | Klik
285 | LS-102 | Water Level High | H-922 Drum | Igema EL040, SMHC1 |  | Igema |  | Hot water |  | 16 | 230 |  | 0 | 100 | % |  |  | 2019 | 125 | C, S, E | *** | Klik
286 | LT-101 | Water Level NI1341 | H-922 Drum | NI1341 |  | Regeltechnik |  | Hot water |  | 16 | 230 |  | 0 | 100 | % |  |  | 2019 | 125 | C, S, E | *** | Klik
R-410B
1 | LT-4101B | D-411B | Lt2 D-411B | GTX35R-AAAA1EAGAA5-AF1AHA6-R1T1W1 |  | Azbil |  | 2EH, EPA |  |  |  | DPT | 0 | 1.5 | M | M |  | 2022
2 | LT-4102B | R-410B BOTTOM | Lt1 R-410B | GTX35R-AAAA3EAGAA5-AF1AHA6-R1T1W1 |  | Azbil |  | EPA |  |  |  | DPT | 0 | 1 | M | M |  | 2022 |  | C | *
3 | LT-4103B | D-412 | Lt1 D-412 | GTX35R-AAAA1EAGAA5-AF1AHA6-R1T1W1 |  | Azbil |  | 2EH |  |  |  | DPT | 0 | 3.8 | M | M |  | 2022
R-410B
1 | LT-5101B | D-511B | Lt2 D-511B | GTX35R-AAAA1EAAAA5-AF1AHA6-R1T1W1 |  | Azbil |  | NBA, NBD |  |  |  | DPT | 0 | 0.8 | M |  |  | 2022
2 | LT-5102B | R-510B | Lt1 R-510B | GTX35R-AAAA3EAAAA5-AF1AHA6-R1T1W1 |  | Azbil |  | NBD |  |  |  | DPT | 0 | 1 | M |  |  | 2022
3 | LT-5103B | D-511B | Lt1 D-512B | GTX35R-AAAA1EAAAA5-AF1AHA6-R1T1W1 |  | Azbil |  | NBA, NBD |  |  |  | DPT | 0 | 2.1 | M |  |  | 2022
T-170
1 | LT-1701 | T-170 | T-170 | GTX31D-AAAADAB-AFIAHA1-R1T1W1 |  | Azbil |  | IBD |  | 1 | 66 | DPT | 0 | 1.2 | M |  | 90001004 | 2022
2 | LT-1702 | D-175 | D-175 | GTX35R-AAAA1EAAAA5-AF1AHA6-R1T1W1 |  | Azbil |  | IBD |  | 1 | 45 | DPT |  |  |  |  | 90003046 | 2022
3 | LT-1703 | D-175 INTERFACE | D-175 | SLX120-10812EA3121H-6 |  | Azbil |  | IBD |  | 1 | 50 | DISP | 0 | 800 | mm |  | MTL22729 | 2022
4 | LT-1704 | D-174 | D-174 | GTX31D-AAAADAB-AFIAHA1-R1T1W1 |  | Azbil |  | IBD |  | 1 | 50 | DPT |  |  |  |  | 90001004 | 2022
5 | LI-1706 | TK-172 | TK-172 | GTX41D-AAAADAB-AF1AHA1-R1T1W1 |  | Azbil |  | IBD |  |  |  | DPT | 0 | 6300 | mm |  | 90001005 | 2022 | [8 empty] | OK
6 | LI-1752 | TK-172 | TK-172 | PBX-160-XC |  | Rueger |  | IBD |  |  |  | PRESS. GAGE | 0 | 8000 | mmH2O |  | 90022006 | 2022 | [8 empty] | OK
Total Equipment |  |  | 298
Menu

## 7
Equipment List of TEMPERATURE GAUGE
Note :
C : Critical; S : Safety; E : Environment
NO | TAG NO. | SERVICE | LOCATION | MODEL | MFG | FLUID NAME | PRESS. (kg/cm2G) | TEMP. (oC) | Length | RANGE |  |  | P & ID | PIC | Category |  | COMPLEX GRADE | REMARK |  | Unit
[9 empty] | L | LO | HI | UNIT |  |  | Score | Grade
1 | TG-0151 | COOLING WATER EXIT E-019 |  | THI 100 A+AMX | RUEGER |  |  |  | 360 | 0 | 60 | o C | [7 empty] | 010
2 | TG-0152 | PROCESS CONDENSATE FROM D-012 |  | THI 100 A+AMX | RUEGER |  |  |  | 360 | 0 | 120 | o C | P205-01500 | [5 empty] | S5 | 010
3 | TG-0153 | PROCESS GAS TO T-021 |  | THI 100 A+AMX | RUEGER |  |  |  | 360 | 0 | 120 | o C | P205-01500 | [5 empty] | S5 | 010
4 | TG-0154 | START-UP HYDROGEN FROM C-013 |  | THI 100 A+AMX | RUEGER |  |  |  | 360 | 0 | 100 | o C | P205-01100 | [5 empty] | S1 | 010
5 | TG-0252 | MEA SOLUTION TO T-022 |  | THI 100 A+AMX | RUEGER |  |  |  | 360 | 0 | 250 | o C | P205-02100 | [5 empty] | S6 | 020
6 | TG-0253 | MEA SOLUTION TO T-022 |  | THI 100 A+AMX | RUEGER |  |  |  | 360 | 0 | 250 | o C | [7 empty] | 020
7 | TG-0255 | COOLING WATER TO HEADER |  | THI 100 A+AMX | RUEGER |  |  |  | 360 | 0 | 60 | o C | P205-02200 | [5 empty] | S7 | 020
8 | TG-0256 | COOLING WATER FROM E-024A |  | THI 100 A+AMX | RUEGER |  |  |  | 360 | 0 | 60 | o C | P205-02300 | [5 empty] | S8 | 020
9 | TG-0256B | COOLING WATER FROM E-024B |  | THI 100 A+AMX | RUEGER |  |  |  | 360 | 0 | 60 | o C | P205-02300 | [5 empty] | S8 | 020
10 | TG-0257 | ACTIVATED CARBON FILTER F-022 |  | THI 100 A+AMX | RUEGER |  |  |  | 360 | 0 | 120 | o C | P206-01400 | [5 empty] | S22 | 020
11 | TG-0258 | DEMIN WATER TO F-022 |  | THI 100 A+AMX | RUEGER |  |  |  | 360 | 0 | 250 | o C | P206-01400 | [5 empty] | S22 | 020
12 | TG-0259 | INHIBITOR C/AERATION TANK TK-024 |  | THI 100 A+AMX | RUEGER |  |  |  | 510 | 0 | 120 | o C | P206-01400 | [5 empty] | S22 | 020
13 | TG-0260 | INHIBITOR A+B TANK TK-023 |  | THI 100 A+AMX | RUEGER |  |  |  | 510 | 0 | 120 | o C | P205-70700 | [5 empty] | OP34 | 020
14 | TG-0261 | COOLING WATER FROM E-026 |  | THI 100 A+AMX | RUEGER |  |  |  | 360 | 0 | 60 | o C | P205-02400 | [5 empty] | S9 | 020
15 | TG-0262 | COOLING WATER FROM C-012 |  | THI 100 A+AMX | RUEGER |  |  |  | 360 | 0 | 60 | o C | P205-02200 | [5 empty] | S7 | 020
16 | TG-0263 | COOLING WATER FROM C-013 |  | THI 100 A+AMX | RUEGER |  |  |  | 360 | 0 | 60 | o C | P206-01200 | [5 empty] | S20 | 020
17 | TG-0264 | E-003 CW RETURN |  | THI 100 A+AMX | RUEGER |  |  |  | 360 | 0 | 100 | o C | P205-02400 | [5 empty] | S9 | 020
18 | TG-0265 | E-001 CW RETURN |  | THI 100 A+AMX | RUEGER |  |  |  | 360 | 0 | 100 | o C | P205-02600 | [5 empty] | S11 ( 3 TG dalam satu P&ID) | 020
19 | TG-0266 | COOLING WATER FROM C-011-E1 |  | THI 100 A+AMX | RUEGER |  |  |  | 360 | 0 | 100 | o C | P206-01200 | [5 empty] | S20 | 020
20 | TG-0267 | COOLING WATER FROM C-013-E1 |  | THI 100 A+AMX | RUEGER |  |  |  | 360 | 0 | 100 | o C | P206-01200 | [5 empty] | S20 | 020
21 | TG-0268 | COOLING WATER FROM U-031/041 |  | THI 100 A+AMX | RUEGER |  |  |  | 360 | 0 | 100 | o C | P205-02500 | [5 empty] | S10 | 020
22 | TG-0281-1 | CYL. JW SUPPLY TEMP. | C-011/013 | TB44-309 | NKS | JW | 3.5 | 52 |  | 0 | 100 | o C | [7 empty] | 020
23 | TG-0281-2 | C-011 1 ST STAGE CYL. JW RETURN TEMP | C-011/013 | TB44-309 | NKS | JW | 3 | 57 |  | 0 | 100 | o C | [7 empty] | 020
24 | TG-0281-3 | C-011 2ND STAGE CYL. JW RETURN TEMP | C-011/013 | TB44-309 | NKS | JW | 3 | 57 |  | 0 | 100 | o C | [7 empty] | 020
25 | TG-0281-4 | C-013 1ST STAGE CYL. JW RETURN TEMP | C-011/013 | TB44-309 | NKS | JW | 3 | 57 |  | 0 | 100 | o C | [7 empty] | 020
26 | TG-0281-5 | C-013 2ND STAGE CYL. JW RETURN TEMP | C-011/013 | TB44-309 | NKS | JW | 3 | 57 |  | 0 | 100 | o C | [7 empty] | 020
27 | TG-0281-6 | LO COOLER OUTLET TEMP. | C-011/013 | TB44-309 | NKS | LUBE OIL | 3.1 | 55 |  | 0 | 100 | o C | [7 empty] | 020
28 | TG-0281-7 | LO COOLER OUTLET TEMP. | C-011/013 | TB44-309 | NKS | LUBE OIL | 2.8 | 52 |  | 0 | 100 | o C | [7 empty] | 020
29 | TG-0283-1 | CYL. JW SUPPLY TEMP. | C-012 | TB44-309 | NKS | JW | 3.5 | 52 |  | 0 | 100 | o C | [7 empty] | 020
30 | TG-0283-2 | 1ST STAGE CYL. JW RETURN TEMP. | C-012 | TB44-309 | NKS | JW | 3 | 57 |  | 0 | 100 | o C | [7 empty] | 020
31 | TG-0283-3 | 2ND STAGE CYL. JW RETURN TEMP. | C-012 | TB44-309 | NKS | JW | 3 | 57 |  | 0 | 100 | o C | [7 empty] | 020
32 | TG-0283-4 | LO COOLER INLET TEMP. | C-012 | TB44-309 | NKS | LUBE OIL | 3.1 | 55 |  | 0 | 100 | o C | [7 empty] | 020
33 | TG-0283-5 | LO COOLER OUTLET TEMP. | C-012 | TB44-309 | NKS | LUBE OIL | 2.8 | 52 |  | 0 | 100 | o C | [7 empty] | 020
34 | TG-0371 | Feed Heater U-031-E1 | PSA/Membrane | TB125-896+B92 | Nuova Fima | Hydrocarbon Gas | 23 | 75 | 250 | 0 | 120 | o C | M354-00160 | [5 empty] | S12 | 030
35 | TG-0372 | Feed Heater U-031-E1 | PSA/Membrane | TB125-896+B92 | Nuova Fima | OXO Gas | 23 | 40 | 250 | 0 | 120 | o C
36 | TG-0373 | Membrane permeate/ U-031-E2 | PSA/Membrane | TB125-896+B92 | Nuova Fima |  |  |  | 220 | 0 | 120 | o C
37 | TG-0376 | Gas/ Membrane Unit | PSA/Membrane | TB125-896+B92 | Nuova Fima |  |  |  | 220 | 0 | 120 | o C
38 | TG-0477 | Gas/ Membrane Unit | PSA/Membrane | TB125-896+B92 | Nuova Fima |  |  |  | 220 | 0 | 120 | o C | M354-00161 | [5 empty] | S13 | 040
39 | TG-0478 | Gas/ Membrane Unit | PSA/Membrane | TB125-896+B92 | Nuova Fima |  |  |  | 220 | 0 | 120 | o C | M354-00161 | [5 empty] | S13 | 040
40 | TG-0479 | Gas/ Membrane Unit | PSA/Membrane | TB125-896+B92 | Nuova Fima |  |  |  | 220 | 0 | 120 | o C | M354-00161 | [5 empty] | S13 | 040
41 | TG-0480 | Gas/ Membrane Unit | PSA/Membrane | TB125-896+B92 | Nuova Fima |  |  |  | 220 | 0 | 120 | o C | M354-00161 | [5 empty] | S13 | 040
42 | TG-1051 | E-102 SHELL OUT |  | THI 100 A+AMX | RUEGER |  |  |  | 360 | 0 | 100 | o C | P205-10100 | [5 empty] | OP-001 | 100
43 | TG-1052 | E-101 OUT HWR |  | THI 100 A+AMX | RUEGER |  |  |  | 360 | 0 | 100 | o C | P205-10100 | [5 empty] | OP-001 | 100
44 | TG-1151 | S-115 TO R-110 |  | THI 100 A+AMX | RUEGER |  |  |  | 360 | 0 | 100 | o C | P205-10200 | [5 empty] | OP-002 | 110
45 | TG-1152 | S-115 OUT RECYCLE GAS |  | THI 100 A+AMX | RUEGER |  |  |  | 360 | 0 | 100 | o C | P205-10200 | [5 empty] | OP-002 | 110
46 | TG-1153 | E-118 OUT HWS |  | THI 100 A+AMX | RUEGER |  |  |  | 360 | 0 | 100 | o C | P205-10200 | [5 empty] | OP-002 | 110
47 | TG-1154 | E-114 CW RETURN |  | THI 100 A+AMX | RUEGER |  |  |  | 360 | 0 | 100 | o C | P205-10200 | [5 empty] | OP-002 | 110
48 | TG-1171-1 | LUBE OIL TEMP. | C-112 | - | [5 empty] | 60 | 90 | o C | [7 empty] | 110
49 | TG-1171-2 | LUBE OIL TEMP. | C-112 | - | [5 empty] | 60 | 90 | o C | [7 empty] | 110
50 | TG-1251 | E-125 RW RETURN |  | THI 100 A+AMX | RUEGER |  |  |  | 360 | 0 | 100 | o C | P205-10400 | [5 empty] | OP-004 | 120
51 | TG-1351 | E-135 CW RETURN |  | THI 100 A+AMX | RUEGER |  |  |  | 360 | 0 | 100 | o C | P205-10300 | [5 empty] | OP-003 | 130
52 | TG-1352 | E-136 RW RETURN |  | THI 100 A+AMX | RUEGER |  |  |  | 360 | 0 | 100 | o C | P205-10300 | [5 empty] | OP-003 | 130
53 | TG-1405C | P-142C |  | - | BLD |  |  |  |  | 0 | 150 | o C | [5 empty] | 2024-06-10
54 | TG-1451 | E-141 TUBE OUT |  | THI 100 A+AMX | RUEGER |  |  |  | 360 | 0 | 200 | o C | P205-10500 | [5 empty] | OP-005 | 140
55 | TG-1452 | E-148 CW RETURN |  | THI 100 A+AMX | RUEGER |  |  |  | 360 | 0 | 100 | o C | P205-10500 | [5 empty] | OP-005 | 140
56 | TG-1457 | E-142 TUBE |  | THI 100 A+AMX | RUEGER |  |  |  | 360 | 0 | 200 | o C | P205-10500 | [5 empty] | OP-005 | 140
57 | TG-1551 | C-151 SUCTION |  | THI 100 A+AMX | RUEGER |  |  |  | 360 | 0 | 100 | o C | P205-10600 | [5 empty] | OP-006 | 150
58 | TG-1554 | E-153 RW RETURN |  | THI 100 A+AMX | RUEGER |  |  |  | 360 | 0 | 100 | o C | P205-10600 | [5 empty] | OP-006 | 150
59 | TG-1555 | D-152 OUT |  | THI 100 A+AMX | RUEGER |  |  |  | 360 | 0 | 100 | o C | P205-10600 | [5 empty] | OP-006 | 150
60 | TG-1571-1 | LO COOLER INLET TEMP. | C-150 | TB44-309 | NKS | LUBE OIL | 3.1 | 55 |  | 0 | 100 | o C | [7 empty] | 150
61 | TG-1571-2 | LO COOLER OUTLET TEMP. | C-150 | TB44-309 | NKS | LUBE OIL | 2.8 | 52 |  | 0 | 100 | o C | [7 empty] | 150
62 | TG-1571-3 | 2ND STAGE CYL. JW SUPPLY TEMP. | C-150 | TB44-309 | NKS | JW | 3.5 | 52 |  | 0 | 100 | o C | [7 empty] | 150
63 | TG-1571-4 | 2ND STAGE CYL. JW RETURN TEMP. | C-150 | TB44-309 | NKS | JW | 3 | 57 |  | 0 | 100 | o C | [7 empty] | 150
64 | TG-1571-5 | 1ST STAGE THERMO SYPHON TANK TEMP. | C-150 | TB44-309 | NKS | JW | ATM | 63 |  | 0 | 100 | o C | [7 empty] | 150
65 | TG-1652 | T-160 #53 |  | THI 100 A+AMX | RUEGER |  |  |  | 510 | 0 | 100 | o C | P205-10700 | [5 empty] | OP-007 | 160
66 | TG-2152 | T-210 #4 |  | THI 100 A+AMX | RUEGER |  |  |  | 510 | 0 | 100 | o C | P205-20100 | [5 empty] | OP-008 | 210
67 | TG-2157 | D-215 | D-215 | THI 100 A+AMX | RUEGER |  |  |  | 510 | 0 | 100 | o C | P205-20100 | [5 empty] | OP-008 | 210
68 | TG-2158 | TK-211 | TK-211 | THI 100 A+AMX | RUEGER |  |  |  | 510 | 0 | 100 | o C | P205-70200 | [5 empty] | OP29 | 210
69 | TG-2251 | E-225 TO E-226 |  | THI 100 A+AMX | RUEGER |  |  |  | 360 | 0 | 100 | o C | P205-20200 | [5 empty] | OP-009 | 220
70 | TG-2252 | E-225 CW RETURN |  | THI 100 A+AMX | RUEGER |  |  |  | 360 | 0 | 100 | o C | P205-20200 | [5 empty] | OP-009 | 220
71 | TG-2254 | E-226 RW RETURN |  | THI 100 A+AMX | RUEGER |  |  |  | 360 | 0 | 100 | o C | P205-20200 | [5 empty] | OP-009 | 220
72 | TG-2256 | D-225 INTERFACE |  | THI 100 A+AMX | RUEGER |  |  |  | 510 | 0 | 100 | o C | P205-20200 | [5 empty] | OP-009 | 220
73 | TG-2258 | T-220 #3 |  | THI 100 A+AMX | RUEGER |  |  |  | 510 | 0 | 200 | o C | P205-20200 | [5 empty] | OP-009 | 220
74 | TG-2351 | D-230 RW RETURN |  | THI 100 A+AMX | RUEGER |  |  |  | 360 | 0 | 100 | o C | P205-20300 | [5 empty] | OP-010 | 230
75 | TG-2451 | D-242 | D-242 | THI 100 A+AMX | RUEGER |  |  |  | 510 | 0 | 100 | o C | P205-20300 | [5 empty] | OP-010 | 240
76 | TG-2452 | D-243 | D-243 | THI 100 A+AMX | RUEGER |  |  |  | 510 | 0 | 100 | o C | P205-20300 | [5 empty] | OP-010 | 240
77 | TG-2553 | [11 empty] | P205-20300 | [5 empty] | OP-010 | 250
78 | TG-3151 | R-310 CW RETURN |  | THI 100 A+AMX | RUEGER |  |  |  | 360 | 0 | 100 | o C | P205-30100 | [5 empty] | OP-011 | 310
79 | TG-3152 | E-313 CW RETURN |  | THI 100 A+AMX | RUEGER |  |  |  | 360 | 0 | 100 | o C | P205-30100 | [5 empty] | OP-011 | 310
80 | TG-3154 | E-315 CW RETURN |  | THI 100 A+AMX | RUEGER |  |  |  | 360 | 0 | 100 | o C | P205-30100 | [5 empty] | OP-011 | 310
81 | TG-3251 | T-320 #4 |  | THI 100 A+AMX | RUEGER |  |  |  | 510 | 0 | 200 | o C | P205-30200 | [5 empty] | OP-012 | 320
82 | TG-3252 | E-325 CW RETURN |  | THI 100 A+AMX | RUEGER |  |  |  | 360 | 0 | 100 | o C | P205-30200 | [5 empty] | OP-012 | 320
83 | TG-4151 | E-413 CW RETURN |  | THI 100 A+AMX | RUEGER |  |  |  | 360 | 0 | 100 | o C | [7 empty] | 410
84 | TG-4152 | E-419 CW RETURN |  | THI 100 A+AMX | RUEGER |  |  |  | 360 | 0 | 100 | o C | P205-50100 | [5 empty] | OP19 | 410
85 | TG-4156 | E-415 OUT |  | THI 100 A+AMX | RUEGER |  |  |  | 360 | 0 | 100 | o C | [7 empty] | 410
86 | TG-4157 | E-414 OUT |  | THI 100 A+AMX | RUEGER |  |  |  | 360 | 0 | 100 | o C | P205-40300 | [5 empty] | OP15 | 410
87 | TG-4160 | E-416 TO FGS |  | THI 100 A+AMX | RUEGER |  |  |  | 360 | 0 | 100 | o C | [7 empty] | 410
88 | TG-4161 | TK-411 | TK-411 | THI 100 A+AMX | RUEGER |  |  |  | 510 | 0 | 100 | o C | P205-70300 | [5 empty] | OP30 | 410
89 | TG-4163 | E-412 CW RETURN |  | THI 100 A+AMX | RUEGER |  |  |  | 360 | 0 | 100 | o C | [7 empty] | 410
90 | TG-4164 | E-412 OUT |  | THI 100 A+AMX | RUEGER |  |  |  | 360 | 0 | 100 | o C | [7 empty] | 410
91 | TG-4181-1 | LO COOLER INLET TEMP. | C-412 | TB44-309 | NKS | OIL | 3.1 | 55 |  | 0 | 100 | o C | [7 empty] | 410
92 | TG-4181-2 | LO COOLER OUTLET TEMP. | C-412 | TB44-309 | NKS | OIL | 2.8 | 52 |  | 0 | 100 | o C | [7 empty] | 410
93 | TG-4251 | T-420 #18 |  | THI 100 A+AMX | RUEGER |  |  |  | 510 | 0 | 200 | o C | [7 empty] | 420
94 | TG-4351 | T-430 #14 |  | THI 100 A+AMX | RUEGER |  |  |  | 510 | 0 | 200 | o C | P205-40400 | [5 empty] | OP16 | 430
95 | TG-4352 | E-435 CW RETURN |  | THI 100 A+AMX | RUEGER |  |  |  | 360 | 0 | 100 | o C | P205-40400 | [5 empty] | OP16 | 430
96 | TG-4354 | E-435 TO J-435 |  | THI 100 A+AMX | RUEGER |  |  |  | 360 | 0 | 200 | o C | [7 empty] | 430
97 | TG-4451 | T-440 #15 |  | THI 100 A+AMX | RUEGER |  |  |  | 510 | 0 | 200 | o C | P205-40500 | [5 empty] | OP17 | 440
98 | TG-4455 | E-445 CW RETURN |  | THI 100 A+AMX | RUEGER |  |  |  | 360 | 0 | 100 | o C | [7 empty] | 440
99 | TG-4551 | T-450 #4 |  | THI 100 A+AMX | RUEGER |  |  |  | 510 | 0 | 200 | o C | [7 empty] | 450
100 | TG-5155 | E-513 CW RETURN |  | THI 100 A+AMX | RUEGER |  |  |  | 360 | 0 | 100 | o C | P205-50100 | [5 empty] | OP19 | 510
101 | TG-5157 | E-514 TO TK-511 |  | THI 100 A+AMX | RUEGER |  |  |  | 360 | 0 | 100 | o C | P205-50200 | [5 empty] | OP20 | 510
102 | TG-5161 | TK-511 | TK-511 | THI 100 A+AMX | RUEGER |  |  |  | 510 | 0 | 100 | o C | P205-70300 | [5 empty] | OP30 | 510
103 | TG-5251 | T-520 #24 |  | THI 100 A+AMX | RUEGER |  |  |  | 510 | 0 | 200 | o C | P205-50200 | [5 empty] | OP20 | 520
104 | TG-5252 | T-520 #10 |  | THI 100 A+AMX | RUEGER |  |  |  | 510 | 0 | 200 | o C | P205-50200 | [5 empty] | OP20 | 520
105 | TG-5351 | T-530 #15 |  | THI 100 A+AMX | RUEGER |  |  |  | 510 | 0 | 200 | o C | P205-50300 | [5 empty] | OP21 | 530
106 | TG-5354 | E-535 TO PGL |  | THI 100 A+AMX | RUEGER |  |  |  | 360 | 0 | 200 | o C | P205-50300 | [5 empty] | OP21 | 530
107 | TG-5451 | T-540 #15 |  | THI 100 A+AMX | RUEGER |  |  |  | 410 | 0 | 200 | o C | P205-50400 | [5 empty] | OP22 | 540
108 | TG-5454 | D-545 | D-545 | THI 100 A+AMX | RUEGER |  |  |  | 510 | 0 | 100 | o C | [7 empty] | 540
109 | TG-5551 | T-550 #6 |  | THI 100 A+AMX | RUEGER |  |  |  | 510 | 0 | 200 | o C | P205-50500 | [5 empty] | OP23 | 550
110 | TG-5555 | D-555 | D-555 | THI 100 A+AMX | RUEGER |  |  |  | 510 | 0 | 100 | o C | P205-50500 | [5 empty] | OP23 | 550
111 | TG-5556 | E-555 CW RETURN |  | THI 100 A+AMX | RUEGER |  |  |  | 360 | 0 | 100 | o C | P205-50500 | [5 empty] | OP23 | 550
112 | TG-6151 | E-615 RW RETURN |  | THI 100 A+AMX | RUEGER |  |  |  | 360 | 0 | 100 | o C | P205-60100 | [5 empty] | OP24 | 610
113 | TG-6152 | E-613 CW RETURN |  | THI 100 A+AMX | RUEGER |  |  |  | 360 | 0 | 100 | o C | P205-60100 | [5 empty] | OP24 | 610
114 | TG-6154 | TK-611 | TK-611 | THI 100 A+AMX | RUEGER |  |  |  | 510 | 0 | 100 | o C | P205-70300 | [5 empty] | OP30 | 610
115 | TG-6251 | T-620 #8 |  | THI 100 A+AMX | RUEGER |  |  |  | 510 | 0 | 200 | o C | P205-60200 | [5 empty] | OP25 | 620
116 | TG-6252 | E-614 CW RETURN |  | THI 100 A+AMX | RUEGER |  |  |  | 510 | 0 | 100 | o C | P205-60200 | [5 empty] | OP25 | 620
117 | TG-6351 | T-630 #13 |  | THI 100 A+AMX | RUEGER |  |  |  | 510 | 0 | 200 | o C | P205-60300 | [5 empty] | OP26 | 630
118 | TG-6353 | E-635 CW RETURN |  | THI 100 A+AMX | RUEGER |  |  |  | 360 | 0 | 100 | o C | P205-60300 | [5 empty] | OP26 | 630
119 | TG-6451 | D-645 | D-645 | THI 100 A+AMX | RUEGER |  |  |  | 510 | 0 | 100 | o C | P205-60400 | [5 empty] | OP27 | 640
120 | TG-6454 | T-640 #8 |  | THI 100 A+AMX | RUEGER |  |  |  | 410 | 0 | 200 | o C | P205-60400 | [5 empty] | OP27 | 640
121 | TG-7151 | D-715 TO P-712 |  | THI 100 A+AMX | RUEGER |  |  |  | 360 | 0 | 100 | o C | P205-71100 | [5 empty] | U31 | 710
122 | TG-7152 | E-711 CW RETURN |  | THI 100 A+AMX | RUEGER |  |  |  | 360 | 0 | 100 | o C | P205-71100 | [5 empty] | U31 | 710
123 | TG-7154 | [11 empty] | P205-71100 | [5 empty] | U31 | 710
124 | TG-7153 | [11 empty] | P205-71100 | [5 empty] | U31 | 710
125 | TG-8151 | E-811 OUT |  | THI 100 A+AMX | RUEGER |  |  |  | 360 | 0 | 100 | o C | P206-80100 | [5 empty] | U07 | 810
126 | TG-8551 | JACKET CIRCULATION WATER COOLER | INCENERATOR | TEMP. GAUGE |  | BFW | 2.5 | 80 |  | 0 | 100 | o C | P206-85100 | [5 empty] | U13 | 850
127 | TG-8552 | JACKET CIRCULATION WATER COOLER | INCENERATOR | TEMP. GAUGE |  | BFW | 2.4 | 60 |  | 0 | 100 | o C | P206-85100 | [5 empty] | U13 | 850
128 | TG-8553 | COOLING WATER INLET | INCENERATOR | TEMP. GAUGE |  | COOLING WATER | 3.5 | 32 |  | 0 | 100 | o C | P206-85100 | [5 empty] | U13 | 850
129 | TG-8554 | COOLING WATER OUTLET | INCENERATOR | TEMP. GAUGE |  | COOLING WATER | 3 | 40 |  | 0 | 100 | o C | P206-85100 | [5 empty] | U13 | 850
130 | TG-9251 | E-923 SHELL OUTLET |  | THI 100 A+AMX | RUEGER |  |  |  | 360 | 0 | 100 | o C | P206-92200 | [5 empty] | U15 | 920
131 | TG-9252 | E-923 CW RETURN |  | THI 100 A+AMX | RUEGER |  |  |  | 360 | 0 | 100 | o C | P206-92200 | [5 empty] | U15 | 920
132 | TG-9381 | DEMINERALIZED WATER UNIT |  | - | [5 empty] | - | - | - | [7 empty] | 930
133 | TG-9451 | CWS TO OCTANOL UNIT |  | - | [5 empty] | - | - | - | [7 empty] | 940
134 | TG-9452 | CWR FROM OCTANAOL UNIT |  | - | [5 empty] | - | - | - | [7 empty] | 940
135 | TG-9454 | CWR FROM SYN. GAS UNIT |  | THI 100 A+AMX | RUEGER |  |  |  | 360 | 0 | 100 | o C | P206-10200 | [5 empty] | U02 | 940
136 | TG-9456 | CWR FROM TANK YARD |  | THI 100 A+AMX | RUEGER |  |  |  | 360 | 0 | 100 | o C | P206-10200 | [5 empty] | U02 | 940
137 | TG-9462 | U-941 CW RETURN |  | THI 100 A+AMX | RUEGER |  |  |  | 360 | 0 | 100 | o C | P206-94200 | [5 empty] | U21 | 940
138 | TG-9462B | U-941B CW RETURN | U-941B | [9 empty] | P206-94200 | [5 empty] | U21 | 940
139 | TG-9652A | TK-961A | TK-961A | THI 100 A+AMX | RUEGER |  |  |  | 510 | 0 | 100 | o C | P205-70200 | [5 empty] | OP29 | 960
140 | TG-9652B | TK-961B | TK-961B | THI 100 A+AMX | RUEGER |  |  |  | 510 | 0 | 100 | o C | P205-70200 | [5 empty] | OP29 | 960
141 | TG-9660 | C-009 NG BOOSTER COMP. | C-009 | SUS-2 | [5 empty] | 0 | 100 | o C | [7 empty] | 960
142 | TG-9660-1 | [11 empty] | M323-50160 | [5 empty] | S18 | 960
143 | TG-9660-2 | [11 empty] | M323-50160 | [5 empty] | S18 | 960
144 | TG-9815 | Cooling water outlet | C-008 | SU-AD-2-S | Nesstech | Water | 3 | 40 |  | 0 | 100 | o C | [7 empty] | 980
145 | TG-9816 | Lube Oil Cooler inlet | C-008 | SU-AD-2-S | Nesstech | Lub oil | 2~4 | 50 |  | 0 | 100 | o C | [7 empty] | 980
146 | TG-9817 | Lube Oil Cooler outlet | C-008 | SU-AD-2-S | Nesstech | Lub oil | 2~4 | 50 |  | 0 | 100 | o C | [7 empty] | 980
147 | TG-9818 | Cooling water outlet | C-008 | SU-AD-2-S | Nesstech | Water | 3 | 40 |  | 0 | 100 | o C | [7 empty] | 980
148 | TG-9819 | After cooler outlet | C-008 | SU-AD-2-S | Nesstech | GAS | 17 | 40 |  | 0 | 100 | o C | [7 empty] | 980
149 | TG-9851 | E-983 CW RETURN |  | THI 100 A+AMX | RUEGER |  |  |  | 360 | 0 | 100 | o C | P205-70800 | [5 empty] | OP35 | 980
150 | TG-9852 | E-983 OUT |  | THI 100 A+AMX | RUEGER |  |  |  | 360 | 0 | 100 | o C | P205-70800 | [5 empty] | OP35 | 980
151 | TG-9853 | E-985 CW RETURN |  | THI 100 A+AMX | RUEGER |  |  |  | 360 | 0 | 100 | o C | P205-70800 | [5 empty] | OP35 | 980
152 | TG-0513 | Guard Bed | [7 empty] | 0 | 250 | o C | P205-02600 | [5 empty] | S11 | 50
153 | TG-0514 | Guard Bed | [7 empty] | 0 | 250 | o C | P205-02600 | [5 empty] | S11 | 50
154 | TG-0516 | Guard Bed | [7 empty] | 0 | 250 | o C | P205-02600 | [5 empty] | S11 | 50
155 | TG-E719 | Propylene Recovery | E-719 | A52 | [5 empty] | 0 | 60 | o C | [7 empty] | 710
156 | TG-7152A | Propylene Recovery | E-712 | [6 empty] | 0 | 60 | o C | [7 empty] | 710
157 | TG-0262B | COOLING WATER FROM C-012B | [7 empty] | 0 | 60 | o C | P205-02200 | [5 empty] | S7 | 20
158 | TG-9113 | LPG | LPG | [6 empty] | 0 | 120 | o C | P206-91100 | [5 empty] | S15 | 910
159 | TG-9171A | LPG | LPG | [9 empty] | P206-91100 |  |  |  |  | tdk terpasang | S15 | 910
160 | TG-9171B | LPG | LPG | [9 empty] | P206-91100 |  |  |  |  | tdk terpasang | S15 | 910
CO2 GAS
161 | TG-11204-14 | Recycle flue gas scrubber | Flue gas cooler | EN-13190 | UNION | Proces wtr |  |  |  | 0 | 100 | o C | CO(133565) |  |  |  |  | 1/2' Bottom Conn. | CO(133565) | 060
162 | TG-11216-03 | suction E-11204-15 from CW | Flue gas cooler | EN-13190 | UNION | CWS |  |  |  | 0 | 100 | o C | CO(133565) |  |  |  |  | 1/2' Bottom Conn. | CO(133565) | 060
163 | TG-11404-16 | Suction E-11404-18 from absorber | Abs. top cooler | EN-13190 | UNION | Proces wtr |  |  |  | 0 | 100 | o C | CO(009610) |  |  |  |  | 1/2' Bottom Conn. | CO(009610) | 060
164 | TG-11416-05 | Discharge E-11404-18 to CW | Abs. top cooler | EN-13190 | UNION | CWR |  |  |  | 0 | 100 | o C | CO(009610) |  |  |  |  | 1/2' Bottom Conn. | CO(009610) | 060
165 | TG-11418-04 | Discharge E-11403-02 to CW | MEA Filter | EN-13190 | UNION | CWR |  |  |  | 0 | 100 | o C | CO(009610) |  |  |  |  | 1/2' Bottom Conn. | CO(009610) | 060
166 | TG-11512-03 | Discharge E-11520-01 to CW | Gas Cooler | EN-13190 | UNION | CWR |  |  |  | 0 | 100 | o C | CO(133567) |  |  |  |  | 1/2' Bottom Conn. | CO(133567) | 060
167 | TG-12303-08 | Demin water to water scrubber | Flue gas scrubber | EN-13190 | UNION | Demin wtr |  |  |  | 0 | 100 | o C | CO(133567) |  |  |  |  | 1/2' Bottom Conn. | CO(133567) | 060
H-922
168 | TI-Water inlet | Water inlet economizer | Economizer, cimney |  |  | Hot water | [5 empty] | o C | [7 empty] | 920
169 | TI-Water outlet | Water oulet economizer | Economizer, cimney |  |  | Hot water | [5 empty] | o C | [7 empty] | 920
170 | TI-Fluegas inlet | Fluegas inlet economizer | Economizer, cimney |  |  | Fluegas | [5 empty] | o C | [7 empty] | 920
171 | TI-Fluegas outlet | Fluegas outlet economizer | Economizer, cimney |  |  | Fluegas | [5 empty] | o C | [7 empty] | 920
172 | TI-Atomizing inlet | Steam atomizing | FOL Station |  |  | Steam | [5 empty] | o C | [7 empty] | 920
173 | TI-Steam | Stean atomizing | Burner gun |  |  | Steam | [5 empty] | o C | [7 empty] | 920
174 | TI-FOL | FOL | Burner gun |  |  | FOL | [5 empty] | o C | [7 empty] | 920
CO2 LIQUID
175 | TI-11225-03 | Fluegas scrubber cooling | 112-2 | EN-13190 | WIKA | Water |  |  |  | 0 | 60 | OC | [5 empty] | 1/2' Bottom Conn. |  | 770
176 | TI-11223-01 | Fluegas scrubber | 112-2 | EN-13190 | WIKA | Water |  |  |  | 0 | 100 | OC | [5 empty] | 1/2' Bottom Conn. |  | 770
177 | TI-11419-03 | Absorber top cooler | 114-2 | EN-13190 | WIKA | Water |  |  |  | 0 | 60 | OC | [5 empty] | 1/2' Bottom Conn. |  | 770
178 | TI-11408-01 | Absorber top cooler | 114-2 | EN-13190 | WIKA | Water |  |  |  | 0 | 100 | OC | [5 empty] | 1/2' Bottom Conn. |  | 770
179 | TI-11416-01 | MEA cooler | 114-3 | EN-13190 | WIKA | Water |  |  |  | 0 | 100 | OC | [5 empty] | 1/2' Bottom Conn. |  | 770
180 | TI-11523-01 | MEA cooler | 115-2 | EN-13190 | WIKA | Water |  |  |  | 0 | 100 | OC | [5 empty] | 1/2' Bottom Conn. |  | 770
181 | TI-12303-04 | Water scrubber sprayer | 123-1 | EN-13190 | WIKA | Water |  |  |  | 0 | 60 | OC | [5 empty] | 1/2' Bottom Conn. |  | 770
182 | TI-37302-01 | CO2 to condenser | 381 | EN-13190 | WIKA | CO2 |  |  |  | -40 | 60 | OC | [5 empty] | 1/2' Bottom Conn. |  | 770
183 | TI-46104-29 | Amoniak cooler | 381 | EN-13190 | WIKA | Water |  |  |  | 0 | 60 | OC | [5 empty] | 1/2' Bottom Conn. |  | 770
178 | TI-40112-01 | Ref compres. Oil cooler | 401 | EN-13190 | WIKA | Water |  |  |  | 0 | 60 | OC | [5 empty] | 1/2' Bottom Conn. |  | 770
R-410B
1 | TG-4151B | E-413B CW RETURN |  | THI-100-A + AMX | RUEGER |  |  |  | 250 | 0 | 100 | OC | [7 empty] | 410
2 | TG-4152B | E-419 CW RETURN |  | THI-100-A + AMX | RUEGER |  |  |  | 250 | 0 | 100 | OC | [7 empty] | 410
3 | TG-4156B | E-415B OUT |  | THI-100-A + AMX | RUEGER |  |  |  | 250 | 0 | 100 | OC | [7 empty] | 410
4 | TG-4160B | E-416B TO FGS |  | THI-100-A + AMX | RUEGER |  |  |  | 250 | 0 | 100 | OC | [7 empty] | 410
R-510B
1 | TG-5155B | E-513 CW RETURN |  | THI-100-A + AMX | RUEGER |  |  |  | 360 | 0 | 100 | OC | [7 empty] | 510
T-170
1 | TG-1751 | T-170 #24 | T-170 | TG54.100 | Wika | IBD |  |  | 510 | 0 | 200 | OC | MTL22673 | [6 empty] | 170
2 | TG-1752 | T-170 #10 | T-170 | TG54.100 | Wika | IBD |  |  | 510 | 0 | 200 | OC | MTL22673 | [6 empty] | 170
3 | TG-1741 | D-174 | D-174 | TG54.100 | Wika | IBD |  |  | 510 | 0 | 200 | OC | MTL22673 | [6 empty] | 170
Total Equipment |  |  | 192 | [15 empty] | 119
Menu

## 6
Equipment List of TEMPERATURE INSTRUMENTS
Note :
C : Critical; S : Safety; E : Environment
NO | TAG NO. | Service | LOCATION | Model | S/N | MFG | Item code | Price IDR | P & ID No | FLUID NAME | TEMP. (oC) | PRESS. (kg/cm2G) | ELEMENT TYPE | TRANS. TYPE | LENGTH (l) | CONNECTION | Installed dare | RANGE |  |  | Category |  | COMPLEX GRADE | Spare Part |  | IK/ SOP | PM | Man Power | REMARK
[15 empty] | mm | ANSI |  | LO | HI | UNIT | Score | Grade |  | Item code | stock
1 | TIC-01 |  | R-01 Pilot plant |  |  | Okazaki |  |  | P205-70900-1 | MPS&EPA |  |  | RTD | PT100 |  | 1/2 NPT |  | 0 | 500 | C
2 | TS-01 |  | R-01 Pilot plant |  |  | Okazaki |  |  | P205-70900-1 |  |  |  | RTD | PT100 |  | 1/2 NPT |  | 0 | 500 | C
3 | TI-02 |  | R-01 Pilot plant |  |  | Okazaki |  |  | P205-70900-1 |  |  |  | RTD | PT100 |  | 1/2 NPT |  | 0 | 500 | C
4 | TI-03 |  | R-01 Pilot plant |  |  | Okazaki |  |  | P205-70900-1 |  |  |  | RTD | PT100 |  | 1/2 NPT |  | 0 | 500 | C
5 | TI-04 |  | R-01 Pilot plant |  |  | Okazaki |  |  | P205-70900-1 |  |  |  | RTD | PT100 |  | 1/2 NPT |  | 0 | 500 | C
6 | TI-0101 | Hydrogenator/ Sulphur absorber R-011 | R-011 | R4-92199 |  | Okazaki |  |  | P205-01100 | PNG | 370 | 16.9 | RTD | PT100 | 400 | 300LB 1.5" RF |  | 0 | 500 | C
7 | TI-0102 | HYDROGENERATOR/SULPHUR R-012 | E-017 | R4-92199 |  | Okazaki |  |  | P205-01100 | PNG | 370 | 16.9 | RTD | PT100 | 400 | 300LB 1.5" RF |  | 0 | 500 | C
8 | TI-0103 | PROCES GAS FROM R-011 OUTLET | E-019 | R4-92199 |  | Okazaki |  |  | P205-01100 | PNG | 360 | 15.8 | RTD | PT100 | 250 | 300LB 1" RF |  | 0 | 500 | C
9 | TI-0104 | NATURAL GAS INTAKE | Lt1 C-009 | R4-92197 |  | Okazaki |  |  | P205-01100 | PNG | 82 | 18.3 | RTD | PT100 | 250 | 300LB 1" RF |  | 0 | 150 | C
10 | TI-0105 | H2 RECYCLED FROM C-011 | E-016 | R4-92197 |  | Okazaki |  |  | P205-01100 | GHY | 42 | 42 | RTD | PT100 | 250 | 600LB 1" RF |  | 0 | 100 | C
11 | TI-0106 | COMBUSTION AIR E-015 INLET | B-011 | R4-92197 |  | Okazaki |  |  | P205-01200 | AIR | 33 | 500mmH2O | RTD | PT100 | 400 | 150LB 1" RF |  | 0 | 100 | C
12 | TI-0107 | COMBUSTION AIR E-015 OUTLET | E-010 | R4-92197 |  | Okazaki |  |  | P205-01200 | AIR | 130 | 400mmH2O | RTD | PT100 | 400 | 150LB 1" RF |  | 0 | 200 | C
13 | TC-0108 | NATURAL GAS FEED TO R-011 | E-016 | R4-92199 |  | Okazaki |  |  | P205-01200 | PNG | 370 | 16.9 | RTD | PT100 | 250 | 300LB 1" RF |  | 0 | 500 | C
14 | TC-0109 | NATURAL GAS E-014 OUTLET | E-016 | R4-92197 |  | Okazaki |  |  | P205-01200 | PNG | 210 | 17.5 | RTD | PT100 | 250 | 300LB 1" RF |  | 0 | 300 | C
15 | TI-0110 | NATURAL GAS E-014 INLET | E-010 | R4-92197 |  | Okazaki |  |  | P205-01200 | PNG | 210 | 17.5 | RTD | PT100 | 250 | 300LB 1" RF |  | 0 | 300 | C
16 | TI-0111 | E-014 INLET | E-016 | R4-92197 |  | Okazaki |  |  | P205-01200 | PROCESS GAS | 244 | 13.9 | RTD | PT100 | 250 | 300LB 1" RF |  | 0 | 500 | C
17 | TI-0112 | H-011 INLET | E-016 | T4-93766 |  | Okazaki |  |  | P205-01200 | PROCESS GAS | 520 | 12.4 | T/C | K | 250 | 300LB 1" RF |  | 0 | 600 | C | 125 | C, S, E | *** | 90004167
18 | TI-0113 | H-011 INLET | E-016 | T4-93766 |  | Okazaki |  |  | P205-01200 | PROCESS GAS | 520 | 12.4 | T/C | K | 250 | 300LB 1" RF |  | 0 | 600 | C
19 | TI-0114 | E-015 OUT | E-015 | R4-92197 |  | Okazaki |  |  | P205-01200 | FLUE GAS | 150 | -200mmH2O | RTD | PT100 | 400 | 150LB 1 1/2" RF |  | 0 | 300 | C
20 | TI-0115 | E-014 OUT | E-015 | R4-92197 |  | Okazaki |  |  | P205-01200 | FLUE GAS | 224 | -100mmH2O | RTD | PT100 | 400 | 150LB 1 1/2" RF |  | 0 | 300 | C
21 | TI-0116 | E-013 OUT | E-010 | R4-92197 |  | Okazaki |  |  | P205-01200 | FLUE GAS | 260 | -90mmH2O | RTD | PT100 | 600 | 150LB 1 1/2" RF |  | 0 | 400 | C
22 | TI-0117 | E-012 OUT | H-011 | T4-93768 |  | Okazaki |  |  | P205-01200 | FLUE GAS | 871 | -60mmH2O | T/C | K | 700 | 150LB 1 1/2" RF |  | 0 | 1000 | C | 5 | C | *
23 | TI-0118 | E-012 OUT | H-011 | T4-93768 |  | Okazaki |  |  | P205-01200 | FLUE GAS | 903 | -40mmH20 | T/C | K | 700 | 150LB 1 1/2" RF |  | 0 | 903 | C | 5 | C | *
24 | TI-0119 | H-011 TOP | H-011 | T4-93768 |  | Okazaki |  |  | P205-01200 | FLUE GAS | 1055 | -5mmH2O | T/C | K | 700 | 150LB 1 1/2" RF |  | 0 | 1200 | C | 5 | C | *
25 | TI-0120 | E-010 INLET | H-011 | T4-93768 |  | Okazaki |  |  | P205-01300 | FLUE GAS | 1060 | -5mmH2O | T/C | K | 700 | 150LB 1 1/2" RF |  | 0 | 1200 | C | 5 | C | *
26 | TI-0121 | H-010 OUTLET | H-011 | T4-93770 |  | Okazaki |  |  | P205-01300 | REFORMED GAS | 960 | 9.2 | T/C | K | Le=890 | 1/2 NPT |  | 0 | 1000 | C | 5 | C | *
27 | TI-0122 | H-010 OUTLET | H-011 | T4-93770 |  | Okazaki |  |  | P205-01300 | REFORMED GAS | 960 | 9.2 | T/C | K | Le=890 | 1/2 NPT |  | 0 | 1000 | C | 5 | C | *
28 | TI-0123 | E-010 INLET | H-011 | T4-93770 |  | Okazaki |  |  | P205-01200 | FLUE GAS | 1060 | -5mmH2O | T/C | K | Le=890 | 1/2 NPT |  | 0 | 1200 | C | 5 | C | *
29 | TI-0124 | OFF GAS FROM OCTANOL | E-016 | R4-92197 |  | Okazaki |  |  |  | FGS | 20 | 2 | RTD | PT100 | 250 | 150LB 1" RF |  | 0 | 50 | C |  |  |  | 90004072
30 | TI-0125 | OFF GAS FROM U-031 | E-016 | R4-92197 |  | Okazaki |  |  |  | FGS | 40 | 0.25 | RTD | PT100 | 250 | 150LB 1" RF |  | 0 | 100 | C
31 | TI-0126 | E-016 OUTLET | E-016 | R4-92197 |  | Okazaki |  |  | P205-01400 | PROCESS GAS | 240 | 9 | RTD | PT100 | 250 | 150LB 1" RF |  | 0 | 300 | C
32 | TI-0127 | E-017 OUT | E-016 | R4-92197 |  | Okazaki |  |  | P205-01400 | BFW | 162 | 17.5 | RTD | PT100 | 250 | 300LB 1" RF |  | 0 | 200 | C
33 | TI-0129 | E-017 OUTLET | E-016 | R4-92197 |  | Okazaki |  |  | P205-01400 | PROCESS GAS | 140 | 8.8 | RTD | PT100 | 250 | 150LB 1" RF |  | 0 | 200 | C
34 | TI-0130 | E-018 OUTLET | E-018 | R4-92197 |  | Okazaki |  |  | P205-01500 | PROCESS GAS | 70 | 8.6 | RTD | PT100 | 250 | 150LB 1" RF |  | 0 | 100 | C
35 | TI-0131 | PROCESS GAS TO T-021 | D-012 | R4-92197 |  | Okazaki |  |  |  | P | 50 | 8.4 | RTD | PT100 | 250 | 150LB 1" RF |  | 0 | 100 | C
36 | TI-0202 | CO2 STRIPPER T-O22 | T-022 | R4-92197 |  | Okazaki |  |  | P205-02100 | CO2+MES | 133 | 1.7 | RTD | PT100 | 400 | 150LB 1 1/2" RF |  | 0 | 200 | C
37 | TI-0203 | T-022 TOP OUTLET | T-022 | R4-92197 |  | Okazaki |  |  | P205-02100 | CO2 RICH GAS | 115 | 1.6 | RTD | PT100 | 250 | 150LB 1" RF |  | 0 | 200 | C
38 | TI-0204 | MES TO T-022 | T-022 | R4-92197 |  | Okazaki |  |  | P205-02100 | RICH MEA SOLUTION | 124 | 5 | RTD | PT100 | 250 | 150LB 1" RF |  | 0 | 200 | C
39 | TI-0205 | E-022 MPC | E-025 | R4-92197 |  | Okazaki |  |  | P205-02300 | MPC | 204 | 12 | RTD | PT100 | 250 | 300LB 1" RF |  | 0 | 300 | C
40 | TI-0206 | T-022 BOTTOM OUT | T-022 | R4-92197 |  | Okazaki |  |  | P205-02100 | LEAN MEA SOLUTION | 133 | 1.8 | RTD | PT100 | 250 | 150LB 1" RF |  | 0 | 200 | C
41 | TI-0207 | MEA RECLAIMER E-025 | E-025 | R4-92197 |  | Okazaki |  |  |  | MES | 133 | 1.7 | RTD | PT100 | 400 | 150LB 1 1/2" RF |  | 0 | 200 | C
42 | TI-0208 | C-012 SUCTION | D-021 | R4-92197 |  | Okazaki |  |  | P205-02200 | CO2 | 40 | 1.5 | RTD | PT100 | 250 | 150LB 1" RF |  | 0 | 100 | C
43 | TI-0209 | C-012 SUCTION | C-012 | R4-92197 |  | Okazaki |  |  | P205-02200 | CO2 | 136 | 14.5 | RTD | PT100 | 250 | 300LB 1" RF |  | 0 | 200 | C
44 | TI-0210 | PC TO T-012 | P-022A | R4-92197 |  | Okazaki |  |  | P205-02200 | PROCESS CONDENSATE | 40 | 5.7 | RTD | PT100 | 250 | 150LB 1" RF |  | 0 | 100 | C
45 | TI-0211 | T021 TOP OUT | T-021 | R4-92197 |  | Okazaki |  |  | P205-02300 | PROCESS GAS | 43 | 8.2 | RTD | PT100 | 250 | 150LB 1" RF |  | 0 | 100 | C
46 | TI-0212 | MES TO T-021 | T-021 | R4-92197 |  | Okazaki |  |  | P205-02300 | MEA SOLUTION | 43 | 11.5 | RTD | PT100 | 250 | 150LB 1" RF |  | 0 | 100 | C
47 | TI-0213 | T-021 BTM OUT | T-021 | R4-92197 |  | Okazaki |  |  | P205-02300 | MEA SOLUTION | 75 | 8.4 | RTD | PT100 | 250 | 150LB 1" RF |  | 0 | 150 | C
48 | TI-0214 | E-022 OUTLET | E-022 | R4-92197 |  | Okazaki |  |  | P205-02300 | MEA SOLUTION | 80 | 1.1 | RTD | PT100 | 250 | 150LB 1" RF |  | 0 | 150 | C
49 | TI-0215 | T-023 OUTLET | T-023 | R4-92197 |  | Okazaki |  |  | P205-02400 | SYN GAS | 43 | 8.1 | RTD | PT100 | 250 | 150LB 1" RF |  | 0 | 100 | C
50 | TI-0216 | C-013 DISCHARGE | C-011/018 | R4-92197 |  | Okazaki |  |  | P205-02400 | SYN GAS | 42 | 23.85 | RTD | PT100 | 250 | 300LB 1" RF |  | 0 | 100 | C
51 | TI-0217 | BFW TO T-023 | E-026 | R4-92197 |  | Okazaki |  |  | P205-02400 | BFW | 43 | 9.5 | RTD | PT100 | 250 | 300LB 1" RF |  | 0 | 200 | C
52 | TI-0218 | CO2 ABSORBER T-021 | T-021 | R4-92197 |  | Okazaki |  |  | P205-02300 | P | 43 | 8.3 | RTD | PT100 | 400 | 150LB 1 1/2" RF |  | 0 | 150 | C
53 | TI-0219 | CO2 ABSORBER T-021 | T-021 | R4-92197 |  | Okazaki |  |  | P205-02300 | P | 43 | 8.3 | RTD | PT100 | 400 | 150LB 1 1/2" RF |  | 0 | 150 | C
54 | TI-0221 | C-011 1st SUC SNUBBER | C-011 |  |  | Okazaki |  |  | M323-10160 | GAS | 9 |  | RTD | PT100 | 300 | 150LB 1 1/2" RF |  | 0 | 150 | C
55 | TI-0222 | C-011 1st DISC SNUBBER | C-011 |  |  | Okazaki |  |  | M323-10160 | GAS | 20.7 |  | RTD | PT100 | 300 | 300LB 1 1/2" RF |  | 0 | 200 | C | 125 | C, S, E | *** | 90004082
56 | TS-0223 | C-011 1st DISC SNUBBER | C-011 |  |  | Yamari |  |  | M323-10160 | GAS | 20.7 |  | RTD | PT100 | 300 | 300LB 1 1/2" RF |  | 0 | 200 | C | 125 | C, S, E | *** | 90004094 |  |  |  |  | set 155oC
57 | TI-0224 | C-011 2nd SUC SNUBBER | C-011 |  |  | Okazaki |  |  | M323-10160 | GAS | 20.4 |  | RTD | PT100 | 300 | 300LB 1 1/2" RF |  | 0 | 150 | C
58 | TI-0225 | C-011 2nd DIS SNUBBER | C-011 |  |  | Okazaki |  |  | M323-10160 | GAS | 42.7 |  | RTD | PT100 | 300 | 600LB 1 1/2" RF |  | 0 | 200 | C | 125 | C, S, E | ***
59 | TS-0226 | C-011 2nd DIS SNUBBER | C-011 |  |  | Yamari |  |  | M323-10160 | GAS | 42.7 |  | RTD | PT100 | 300 | 600LB 1.5" RF |  | 0 | 200 | C | 125 | C, S, E | *** | 90004094 |  |  |  |  | set 140oC
60 | TI-0227 | C-013 1st SUC SNUBBER | C-018 |  |  | Okazaki |  |  | M323-10160 | GAS | 8.1 |  | RTD | PT100 | 300 | 150LB 1 1/2" RF |  | 0 | 150 | C
61 | TI-0228 | C-013 1st DIS SNUBBER | C-018 |  |  | Okazaki |  |  | M323-10160 | GAS | 14.2 |  | RTD | PT100 | 300 | 300LB 1 1/2" RF |  | 0 | 200 | C | 125 | C, S, E | ***
62 | TS-0229 | C-013 1st DIS SNUBBER | C-018 |  |  | Yamari |  |  | M323-10160 | GAS | 14.2 |  | RTD | PT100 | 300 | 300LB 1 1/2" RF |  | 0 | 200 | C | 125 | C, S, E | *** | 90004094 |  |  |  |  | set 125oC
63 | TI-0230 | C-013 2nd SUC SNUBBER | C-018 |  |  | Okazaki |  |  | M323-10160 | GAS | 13.9 |  | RTD | PT100 | 300 | 300LB 1 1/2" RF |  | 0 | 150 | C
64 | TI-0231 | C-013 2nd DIS SNUBBER | C-018 |  |  | Okazaki |  |  | M323-10160 | GAS | 24.6 |  | RTD | PT100 | 300 | 300LB 1 1/2" RF |  | 0 | 200 | C | 125 | C, S, E | *** | 90004082
65 | TS-0232 | C-013 2nd DIS SNUBBER | C-018 |  |  | Yamari |  |  | M323-10160 | GAS | 24.6 |  | RTD | PT100 | 300 | 300LB 1 1/2" RF |  | 0 | 200 | C | 125 | C, S, E | *** | 90004094 |  |  |  |  | set 130oC
66 | TI-0233 | C-011 NO.1 MAIN BEARING | C-011 |  |  | Okazaki |  |  |  | - | ATM |  | RTD | PT100 | 1090 | 1/2" NPT |  | 0 | 150 | C
67 | TI-0234 | C-011/013 NO.2 MAIN BEARING | C-011/013 |  |  | Okazaki |  |  |  | - | ATM |  | RTD | PT100 | 1090 | 1/2" NPT |  | 0 | 150 | C
68 | TI-0235 | C-011/013 NO.3 MAIN BEARING | C-011/013 |  |  | Okazaki |  |  |  | - | ATM |  | RTD | PT100 | 1090 | 1/2" NPT |  | 0 | 150 | C
69 | TI-0236 | C-011/013 NO.4 MAIN BEARING | C-011 |  |  | Okazaki |  |  |  | - | ATM |  | RTD | PT100 | 1090 | 1/2" NPT |  | 0 | 150 | C
70 | TI-0237 | C-011/013 MAIN MOTOR CPL. SIDE | C-011 |  |  | Okazaki |  |  |  | - | ATM |  | RTD | PT100 | 1090 | 1/2" NPT |  | 0 | 150 | C
71 | TI-0238 | C-011/013 MAIN MOTOR ANTI CPL. | C-011 |  |  | - |  |  |  | - | ATM |  | RTD | PT100 | - | - |  | 0 | 150 | C
72 | TI-0239 | C-011/013 MAIN MOTOR WINDING ( | C-011/013 |  |  | - |  |  |  | - | ATM |  | RTD | PT100 | - | - |  | 0 | 150 | C
73 | TI-0240 | C-011/013 MAIN MOTOR WINDING ( | C-011 |  |  | - |  |  |  | - | ATM |  | RTD | PT100 | - | - |  | 0 | 150 | C
74 | TI-0241 | C-011/013 MAIN MOTOR WINDING ( | C-011 |  |  | - |  |  |  | - | ATM |  | RTD | PT100 | - | - |  | 0 | 150 | C
75 | TI-0242 | C-011/013 GUIDE BEARING | C-011 |  |  | - |  |  |  | - | ATM |  | RTD | PT100 | - | - |  | 0 | 150 | C
76 | TI-0243 | C-012 lst.SUC. SNUBER | C-012 |  |  | Okazaki |  |  | M323-20160 | GAS | 1.4 |  | RTD | PT100 | 300 | 150LB 1 1/2" RF |  | 0 | 150 | C
77 | TI-0244 | C-012 lst.DIS. SNUBER | C-012 |  |  | Okazaki |  |  | M323-20160 | GAS | 5.1 |  | RTD | PT100 | 300 | 150LB 1 1/2" RF |  | 0 | 200 | C | 5 |  | *
78 | TS-0245 | C-012 lst.DIS. SNUBER | C-012 |  |  | Yamari |  |  | M323-20160 | GAS | 5.1 |  | RTD | PT100 | 300 | 150LB 1 1/2" RF |  | 0 | 200 | C | 125 | C, S, E | *** | 90004094 |  |  |  |  | set 155oC
79 | TI-0246 | C-012 2nd . SUC.SNUBER | C-012 |  |  | Okazaki |  |  | M323-20160 | GAS | 4.9 |  | RTD | PT100 | 300 | 150LB 1 1/2" RF |  | 0 | 150 | C
80 | TI-0247 | C-012 2nd . DIS.SNUBER | C-012 |  |  | Okazaki |  |  | M323-20160 | GAS | 16 |  | RTD | PT100 | 300 | 150LB 1 1/2" RF |  | 0 | 200 | C | 5 |  | *
81 | TS-0248 | c-012 2 nd. DIS. SNUBBER | C-012 |  |  | Yamari |  |  | M323-20160 | GAS | 16 |  | RTD | PT100 | 300 | 150LB 1 1/2" RF |  | 0 | 200 | C | 125 | C, S, E | *** | 90004094 |  |  |  |  | set 160oC
82 | TI-0249 | C-012 NO.1 MAIN BEARING | C-012 |  |  | - |  |  | M323-20160 | - | ATM |  | RTD | PT100 | - | - |  | 0 | 150 | C
83 | TI-0250 | C-012 GUIDE BEARING | C-012 |  |  | - |  |  | M323-20160 | - | ATM |  | RTD | PT100 | - | - |  | 0 | 150 | C
84 | TI-0303 | C-011 SUCTION | C-012 | R4-92197 |  | Okazaki |  |  | P205-02600 | H2 GAS | 47 | 9 | RTD | PT100 | 250 | 150LB 1" RF |  | 0 | 100 | C
85 | TI-0304 | C-011 DISCARGE | C-011/018 | R4-92197 |  | Okazaki |  |  | P205-02600 | H2 GAS | 42 | 42 | RTD | PT100 | 250 | 600LB 1" RF |  | 0 | 100 | C
86 | TI-0321 | HYDROCARBON GAS | PSA/ MEMBRANE |  |  | Fisher Rosemount |  |  | M354-00160 | GAS |  |  | RTD | PT100 | - | RF-300LBS SF 1.5" |  | 0 | 100 | C
87 | TT-0322 | HYDROCARBON GAS | PSA/ MEMBRANE |  |  | Fisher Rosemount |  |  | M354-00160 | GAS |  |  | RTD | PT100 | - | RF-300LBS SF 1.5" |  | 0 | 100 | C
88 | TT-0323 | HYDROCARBON GAS | PSA/ MEMBRANE |  |  | Fisher Rosemount |  |  | M354-00160 | GAS |  |  | RTD | PT100 | - | RF-300LBS SF 1.5" |  | 0 | 100 | C
89 | TT-0324 | HYDROCARBON GAS | PSA/ MEMBRANE |  |  | Fisher Rosemount |  |  | M354-00162 | GAS |  |  | RTD | PT100 | - | RF-300LBS SF 1.5" |  | 0 | 100 | C
90 | TI-1001 | R-101 #1 | Lt1 R-101 | R4-92197 |  | Okazaki |  |  | P205-10100 | PPY | 50 | 22 | RTD | PT100 | 400 | 300LB 1" RF |  | 0 | 200 | C
91 | TI-1002 | R-101 #2 | Lt1 R-101 | R4-92197 |  | Okazaki |  |  | P205-10100 | PPY | 50 | 22 | RTD | PT100 | 400 | 300LB 1" RF |  | 0 | 200 | C
92 | TI-1003 | R-101 #3 | Lt1 R-101 | R4-92197 |  | Okazaki |  |  | P205-10100 | PPY | 50 | 22 | RTD | PT100 | 400 | 300LB 1" RF |  | 0 | 200 | C
93 | TI-1004 | R-101 #4 | Lt2 R-101 | R4-92197 |  | Okazaki |  |  | P205-10100 | PPY | 50 | 22 | RTD | PT100 | 400 | 300LB 1" RF |  | 0 | 200 | C
94 | TC-1005 | E-102 OUT | Lt2 E-102 | R4-92197 |  | Okazaki |  |  | P205-10100 | PPY | 50 | 22 | RTD | PT100 | 250 | 300LB 1" RF |  | 0 | 200 | C
95 | TI-1006 | R-102 OUT | Lt1 R-101 | R4-92197 |  | Okazaki |  |  | P205-10100 | PPY | 50 | 22 | RTD | PT100 | 400 | 300LB 1" RF |  | 0 | 200 | C
96 | TI-1007 | R-102 UPPER | Lt1 R-101 | R4-92197 |  | Okazaki |  |  | P205-10100 | PPY | 50 | 22 | RTD | PT100 | 400 | 300LB 1" RF |  | 0 | 200 | C
97 | TI-1008 | D-101 | Lt2 D-101 | R4-92197 |  | Okazaki |  |  | P205-10100 | PPY | 52 | 21 | RTD | PT100 | 400 | 300LB 1" RF |  | 0 | 200 | C
98 | TI-1009 | GOX B/L | Lt1 P-222 | R4-92197 |  | Okazaki |  |  | P205-10400 | GOX | 40 | 22 | RTD | PT100 | 250 | 300LB 1" RF |  | 0 | 200 | C
99 | TI-1010 | D-102 | Lt1 P-102 | R4-92197 |  | Okazaki |  |  | P205-10200 | TOL,TPP | 40 | 0.01 | RTD | PT100 | 400 | 150LB 1" RF |  | 0 | 200 | C
100 | TC-1101 | D-102 | Lt1 R-110 | R4-92197 |  | - |  |  | P205-10200 | - | - | - | - | - | - | - |  | 60 | 120 | C | 5 | C | * | 90004116 |  |  |  |  | TI-1101AB AVERAGE
101 | TI-1101 A | R-110 | Lt1 R-110 | R4-92197 |  | Okazaki |  |  | P205-10200 | OXO LIQ | 100 | 17.5 | RTD | PT100 | 400 | 300LB 1" RF |  | 60 | 120 | C
102 | TI-1101 B | R-110 | Lt2 R-110 | R4-92197 |  | Okazaki |  |  | P205-10200 | OXO LIQ | 100 | 17.5 | RTD | PT100 | 400 | 300LB 1" RF |  | 60 | 120 | C
103 | TI-1102 A | R-110 #1 OUT WH | Lt1R-110 | R4-92197 |  | Okazaki |  |  | P205-10200 | HWS | 69 | 6 | RTD | PT100 | 250 | 150LB 1" RF |  | 0 | 200 | C
104 | TI-1102 B | R-110 #1 OUT WH | Lt2 R-110 | R4-92197 |  | Okazaki |  |  | P205-10200 | HWS | 69 | 6 | RTD | PT100 | 250 | 150LB 1" RF |  | 0 | 200 | C
105 | TI-1102 C | R-110 #1 OUT WH | Lt2 R-110 | R4-92197 |  | Okazaki |  |  | P205-10200 | HWS | 69 | 6 | RTD | PT100 | 250 | 150LB 1" RF |  | 0 | 200 | C
106 | TI-1103 | D-118 RETURN WH | Lt4 D-118 | R4-92197 |  | Okazaki |  |  | P205-10200 | HWS | 69 | 6 | RTD | PT100 | 250 | 150LB 1" RF |  | 0 | 200 | C
107 | TI-1104 | D-118 | Lt3 D-118 | R4-92197 |  | Okazaki |  |  | P205-10200 | HW | 68 | 2 | RTD | PT100 | 400 | 150LB 1" RF |  | 0 | 200 | C
108 | TC-1105 | R-110 IN WH | Lt2 D-255 | R4-92197 |  | Okazaki |  |  | P205-10200 | HWS | 50 | 6.5 | RTD | PT100 | 400 | 150LB 1" RF |  | 0 | 150 | C
109 | TS-1106 | R-110 S.D. | Lt2 R-110 | R4-92197 |  | Okazaki |  |  | P205-10200 | OXO LIQ | 100 | 17.5 | RTD | PT100 | 400 | 300LB 1" RF |  | 0 | 200 | C | 5 | C | * | 90004116
110 | TI-1109 | R-110 S.D. | Lt1 R-110 |  |  | - |  |  | P205-10200 | 2EH | - | - | RTD | PT100 | - | - |  | 0 | 200 | C | [8 empty] | UNIT MAKER SUPPLY
111 | TI-1110 | TK-111 | Lt1 TK-111 | R4-92197 |  | Okazaki |  |  | P205-70100 | TOL,TPP | 50 | 0.005 | RTD | PT100 | 400 | 150LB 2" RF |  | 0 | 200 | C
112 | TI-1111 | E-115 OUT | Lt4 S-115 | R4-92197 |  | Okazaki |  |  | P205-10200 | OXO GAS | 40 | 17.5 | RTD | PT100 | 250 | 300LB 1" RF |  | 0 | 200 | C
113 | TI-1112 A | R-110#1 OUT NBD | Lt1 Lt2 R-110 | R4-92197 |  | Okazaki |  |  | P205-10200 | NBD | 91 | 2.5 | RTD | PT100 | 250 | 150LB 1" RF |  | 0 | 200 | C
114 | TI-1112 B | R-110#1 OUT NBD | Lt2 R-110 | R4-92197 |  | Okazaki |  |  | P205-10200 | NBD | 91 | 2.5 | RTD | PT100 | 250 | 150LB 1" RF |  | 0 | 200 | C
115 | TI-1112 C | R-110#1 OUT NBD | Lt2 R-110 | R4-92197 |  | Okazaki |  |  | P205-10200 | NBD | 91 | 2.5 | RTD | PT100 | 250 | 150LB 1" RF |  | 0 | 200 | C
116 | TI-1113 | R-110#1 OUT NBD | Lt3 R-110 | R4-92197 |  | Okazaki |  |  | P205-10200 | NBD | 91 | 2.5 | RTD | PT100 | 250 | 150LB 1" RF |  | 50 | 110 | C
117 | TI-1121 | C- 112 LUBE OIL | Lt1 C-112 |  |  | Okazaki |  |  |  | - | - | - | RTD | PT100 | - | - |  | 0 | 200 | C | [8 empty] | UNIT MAKER SUPPLY
118 | TC-1201 | T-120 FEED | Lt3 E-121 | R4-92197 |  | Okazaki |  |  | P205-10400 | OXO LIQ | 105 | 22 | RTD | PT100 | 250 | 300LB 1" RF |  | 0 | 150 | C
119 | TI-1202 | T-120 BOTTOM | Lt1 T-120 | R4-92197 |  | Okazaki |  |  | P205-10400 | OXO LIQ | 74 | 19 | RTD | PT100 | 400 | 300LB 1" RF |  | 0 | 200 | C
120 | TI-1203 | T-120 # 12 | Lt2 T-120 | R4-92197 |  | Okazaki |  |  | P205-10400 | GOX,PPY | 85 | 19 | RTD | PT100 | 400 | 300LB 1" RF |  | 0 | 200 | C
121 | TI-1204 | T-120 # 4 | Lt3 R-110 | R4-92197 |  | Okazaki |  |  | P205-10400 | GOX,PPY | 80 | 19 | RTD | PT100 | 400 | 300LB 1" RF |  | 0 | 200 | C
122 | TI-1205 | T-120 TOP | Lt4 T-120 | R4-92197 |  | Okazaki |  |  | P205-10400 | GOX,PPY | 95 | 19 | RTD | PT100 | 400 | 300LB 1" RF |  | 0 | 200 | C
123 | TI-1206 | D 122 | Lt1 D-122 | R4-92197 |  | Okazaki |  |  | P205-10400 | OXO LIQ | 73 | 4.5 | RTD | PT100 | 400 | 150LB 1" RF |  | 0 | 200 | C
124 | TI-1301 | S-115 OUT | Lt4 S-115 | R4-92197 |  | Okazaki |  |  | P205-10200 | OXO GAS | 40 | 17.5 | RTD | PT100 | 250 | 300LB 1" RF |  | 0 | 200 | C
125 | TC-1302 | R-130 # 1 | Lt4 R-130 | T3-62390 |  | Okazaki |  |  | P205-10300 | OXO LIQ | 100 | 15 | T/C | K | Le1=14080 | 300LB 1 1/2" RF |  | 60 | 120 | C
126 | TC-1303 | R-130 # 2 | Lt4 R-130 | T3-62390 |  | Okazaki |  |  | P205-10300 | OXO LIQ | 100 | 15 | T/C | K | Le2=12280 | 300LB 1 1/2" RF |  | 60 | 120 | C
127 | TC-1304 | R-130 # 4 | Lt4 R-130 | T3-62390 |  | Okazaki |  |  | P205-10300 | OXO LIQ | 100 | 15 | T/C | K | Le3=8680 | 300LB 1 1/2" RF |  | 60 | 120 | C
128 | TC-1305 | R-130 # 6 | Lt4 R-130 | T3-62390 |  | Okazaki |  |  | P205-10300 | OXO LIQ | 100 | 15 | T/C | K | Le4=5080 | 300LB 1 1/2" RF |  | 60 | 120 | C
129 | TI-1307 | R-130 # 8 | Lt4 R-130 | T3-62390 |  | Okazaki |  |  | P205-10300 | OXO LIQ | 100 | 15 | T/C | K | Le5=1480 | 300LB 1 1/2" RF |  | 0 | 200 | C
130 | TI-1308 | R 130 OUT | Lt4 R-130 | R4-92197 |  | Okazaki |  |  | P205-10300 | OXO | 100 | 15 | RTD | PT100 | 250 | 300LB 1" RF |  | 0 | 200 | C
131 | TI-1313 | R 130 # 1 WH OUT | Lt4 R-130 | R4-92197 |  | Okazaki |  |  | P205-10300 | HWS | 78 | 6 | RTD | PT100 | 250 | 150LB 1" RF |  | 0 | 200 | C
132 | TI-1314 | R 130 # 2 WH OUT | Lt4 R-130 | R4-92197 |  | Okazaki |  |  | P205-10300 | HWS | 78 | 6 | RTD | PT100 | 250 | 150LB 1" RF |  | 0 | 200 | C
133 | TI-1315 | R 130 # 3 - #4 WH OUT | Lt4 R-130 | R4-92197 |  | Okazaki |  |  | P205-10300 | HWS | 78 | 6 | RTD | PT100 | 250 | 150LB 1" RF |  | 0 | 200 | C
134 | TI-1316 | R 130 # 5 - #7 WH OUT | Lt4 R-130 | R4-92197 |  | Okazaki |  |  | P205-10300 | HWS | 78 | 6 | RTD | PT100 | 250 | 150LB 1" RF |  | 0 | 200 | C
135 | TI-1317 | E 135 TO D-135 | Lt3 E-135 | R4-92197 |  | Okazaki |  |  | P205-10300 | OXO | 60 | 15 | RTD | PT100 | 250 | 300LB 1" RF |  | 0 | 200 | C
136 | TI-1318 | D 135 | Lt1 D-135 | R4-92197 |  | Okazaki |  |  | P205-10300 | OXO LIQ | 61 | 15 | RTD | PT100 | 400 | 300LB 1" RF |  | 0 | 200 | C
137 | TI-1401 | E 141 SHELL OUT | Lt3 S-125 | R4-92197 |  | Okazaki |  |  | P205-10500 | OXO LIQ | 96 | 3.8 | RTD | PT100 | 250 | 150LB 1" RF |  | 0 | 200 | C
138 | TI-1402 | T-140 BOTTOM | Lt1 T-140 | R4-92197 |  | Okazaki |  |  | P205-10500 | TOL,TPP | 129 | 0.16 | RTD | PT100 | 400 | 150LB 1" RF |  | 0 | 200 | C
139 | TI-1403 | T-140 #28 | Lt2 T-140 | R4-92197 |  | Okazaki |  |  | P205-10500 | TOL,TPP | 100 | 0.16 | RTD | PT100 | 400 | 150LB 1" RF |  | 0 | 200 | C
140 | TC-1404 | T-140 #8 | Lt4 T-140 | R4-92197 |  | Okazaki |  |  | P205-10500 | OXO GAS | 76 | 0.1 | RTD | PT100 | 400 | 150LB 1" RF |  | 60 | 120 | C
141 | TI-1405 | T-140 TOP | Lt4 T-140 | R4-92197 |  | Okazaki |  |  | P205-10500 | OXO GAS | 76 | 0.1 | RTD | PT100 | 400 | 150LB 1" RF |  | 0 | 200 | C
142 | TI-1406 | D-145 | Lt2 D-145 | R4-92197 |  | Okazaki |  |  | P205-10500 | OXO LIQ | 40 | 0.03 | RTD | PT100 | 400 | 150LB 1" RF |  | 0 | 200 | C
143 | TC-1407 | E-143 OUT | Lt2 E-252 | R4-92197 |  | Okazaki |  |  | P205-10500 | TOL,TPP | 50 | 18.9 | RTD | PT100 | 250 | 300LB 1" RF |  | 0 | 200 | C
144 | TI-1408 | TK- 141 | Lt1 TK-141 | R4-92197 |  | Okazaki |  |  | P205-70100 | NBD,IBD | 40 | 0.005 | RTD | PT100 | 400 | 150LB 2" RF |  | 0 | 200 | C
145 | TI-1409 | E- 148 OUT | Lt3 E-148 | R4-92197 |  | Okazaki |  |  | P205-10500 | OXO LIQ | 40 | 0.03 | RTD | PT100 | 250 | 150LB 1" RF |  | 0 | 200 | C
146 | TC-1410 | E- 145 OUT | Lt3 E-148 | R4-92197 |  | Okazaki |  |  | P205-10500 | OXO LIQ | 50 | 0.03 | RTD | PT100 | 250 | 150LB 1" RF |  | 0 | 200 | C
147 | TI-1501 | E- 145 OUT | Lt1 E-153 | R4-92197 |  | Okazaki |  |  | P205-10600 | OXO GAS | 20 | 5.8 | RTD | PT100 | 250 | 150LB 1" RF |  | 0 | 200 | C
148 | TI-1521 | C- 150 1st. SUC SNUBBER | Lt1 E-153 |  |  | Okazaki |  |  |  | GAS | 0.03 |  | RTD | PT100 |  |  |  | 0 | 100 | C
149 | TI-1522 | C- 150 1st. DIS SNUBBER | Lt1 E-153 |  |  | Okazaki |  |  |  | GAS | 1.9 |  | RTD | PT100 |  |  |  | 0 | 200 | C | 5 | C | * | 90004094
150 | TS-1523 | C- 150 1st. DIS SNUBBER | Lt1 E-153 |  |  | Yamari |  |  |  | GAS | 1.9 |  | RTD | PT100 |  |  |  | 0 | 115 | C | 5 | C | * | 90004094
151 | TI-1524 | C- 150 2nd . DIS. SNUBBER | C- 150 |  |  | Okazaki |  |  |  | GAS | 6 |  | RTD | PT100 |  |  |  | 0 | 200 | C | 5 | C | * | 90004094
152 | TS-1525 | C- 150 2nd . DIS. SNUBBER | C- 150 |  |  | Yamari |  |  |  | GAS | 6 |  | RTD | PT100 |  |  |  | 0 | 150 | C | 5 | C | * | 90004094
153 | TI-1526 | C- 150 MAIN BEARING | C- 150 |  |  | Okazaki |  |  |  | - | ATM |  | RTD | PT100 |  |  |  | 0 | 200 | C
154 | TI-1527 | C- 150 GUIDE BEARING | C- 150 |  |  | Okazaki |  |  |  | - | ATM |  | RTD | PT100 |  |  |  | 0 | 200 | C
155 | TI-1601 | T- 160 BOTTOM | Lt1 T-160 | R4-92197 |  | Okazaki |  |  | P205-10700 | NBD | 79 | 0.22 | RTD | PT100 | 400 | 150LB 1" RF |  | 0 | 200 | C
156 | TI-1602 | T- 160 # 2 | Lt4 T-160 | R4-92197 |  | Okazaki |  |  | P205-10700 | IBD | 70 | 0.15 | RTD | PT100 | 400 | 150LB 1" RF |  | 50 | 100 | C
157 | TC-1603 | T- 160 # 13 | Lt4 T-160 | R4-92197 |  | Okazaki |  |  | P205-10700 | IBD | 64 | 0.1 | RTD | PT100 | 400 | 150LB 1" RF |  | 0 | 200 | C
158 | TI-1604 | T- 160 TOP | Lt4 T-160 | R4-92197 |  | Okazaki |  |  | P205-10700 | IBD | 64 | 0.1 | RTD | PT100 | 400 | 150LB 1" RF |  | 0 | 200 | C
159 | TI-1605 | D- 165 | Lt2 D-165 | R4-92197 |  | Okazaki |  |  | P205-10700 | IBD | 50 | 0.03 | RTD | PT100 | 400 | 150LB 1" RF |  | 0 | 200 | C
160 | TI-1606 | D- 165 TO TK- 162 | Lt2 E-161 | R4-92197 |  | Okazaki |  |  | P205-10700 | IBD | 50 | 5.73 | RTD | PT100 | 250 | 150LB 1" RF |  | 0 | 200 | C
161 | TI-1607 | E-324 TO T-160 | Lt2 E-161 | R4-92197 |  | Okazaki |  |  | P205-10700 | NBD | 91 | 2.7 | RTD | PT100 | 250 | 150LB 1" RF |  | 50 | 160 | C
162 | TI-1608 | E-434 TO T- 160 | Lt2 E-161 | R4-92197 |  | Okazaki |  |  | P205-10700 | NBD | 101 | 2.65 | RTD | PT100 | 250 | 150LB 1" RF |  | 50 | 160 | C
163 | TI-1609 | TK- 161 | Lt1 TK-161 | R4-92197 |  | Okazaki |  |  | P205-70100 | NBD | 40 | 0.005 | RTD | PT100 | 400 | 150LB 2" RF |  | 0 | 200 | C
164 | TI-1610 | TK- 162 | Lt1 TK-162 | R4-92197 |  | Okazaki |  |  | P205-70100 | IBD | 40 | 0.005 | RTD | PT100 | 400 | 150LB 2" RF |  | 0 | 200 | C
165 | TI-1611 | E- 161 OUT | Lt2 E-161 | R4-92197 |  | Okazaki |  |  | P205-10700 | NBD,IBD | 55 | 2 | RTD | PT100 | 250 | 150LB 1" RF |  | 0 | 200 | C
166 | TI-1612 | E-165 TO E- 166 | Lt3 E-166 | R4-92197 |  | Okazaki |  |  | P205-10700 | IBD VAPOR | 50 | 0.03 | RTD | PT100 | 250 | 150LB 1" RF |  | 0 | 200 | C
167 | TC-1613 | E-165 OUT | Lt3 E-166 | R4-92197 |  | Okazaki |  |  | P205-10700 | IBD | 50 | 0.03 | RTD | PT100 | 250 | 150LB 1" RF |  | 0 | 200 | C
168 | TI-2101 | T- 210 BOTTOM | Lt1 T-220 | R4-92197 |  | Okazaki |  |  | P205-20100 | TPP,HB | 129 | 0.14kg/cm2A | RTD | PT100 | 400 | 150LB 1" RF |  | 0 | 200 | C
169 | TI-2102 | T- 210 TOP | Lt3 T-210 | R4-92197 |  | Okazaki |  |  | P205-20100 | TOL | 50 | 0.12kg/cm2A | RTD | PT100 | 400 | 150LB 1" RF |  | 0 | 200 | C
170 | TI-2103 | T- 210 TOP | Lt1 TK-251 | R4-92197 |  | Okazaki |  |  | P205-70200 | TOL | 40 | 2.66 | RTD | PT100 | 250 | 150LB 1" RF |  | 0 | 200 | C
171 | TI-2104 | E-212 TO T-210 | Lt2 E-212 | R4-92197 |  | Okazaki |  |  | P205-20100 | TPP,HB | 129 | -0.25 | RTD | PT100 | 250 | 150LB 1" RF |  | 0 | 200 | C
172 | TI-2201 | T- 220 BOTTOM | Lt1 T-220 | R4-92197 |  | Okazaki |  |  | P205-20200 | TPP,HB | 150 | 0.13kg/cm2A | RTD | PT100 | 400 | 150LB 1" RF |  | 0 | 200 | C
173 | TI-2202 | T- 220 TOP | Lt2 T-220 | R4-92197 |  | Okazaki |  |  | P205-20200 | 2HA,OXOHE | 103 | 0.12kg/cm2A | RTD | PT100 | 400 | 150LB 1" RF |  | 0 | 200 | C
174 | TI-2203 | E- 222 TO T-220 | Lt2 E-222 | R4-92197 |  | Okazaki |  |  | P205-20200 | TPP,HB | 150 | 0.3 | RTD | PT100 | 250 | 150LB 1" RF |  | 0 | 200 | C
175 | TI-2301 | D- 230 | Lt2 D-230 | R4-92197 |  | Okazaki |  |  | P205-20300 | Rh CAT | 20 | 20 | RTD | PT100 | 400 | 300LB 1" RF |  | 0 | 200 | C
176 | TI-2302 | A- 230 PRES UNIT | Lt2 T-250 |  |  | Okazaki |  |  | P205-20300 | H2O | - | - | RTD | PT100 | - | - |  | 0 | 100 | C | [8 empty] | A-230 UNIT MAKER SUPPLY
177 | TI-2501 | TT- 250 BOTTOM | Lt2 T-250 | R4-92197 |  | Okazaki |  |  | P205-20300 | Rh CAT | 148 | 0.04 | RTD | PT100 | 300 | 150LB 1" RF |  | 0 | 200 | C
178 | TI-2502 | T- 250 TOP | Lt3 T-250 | R4-92197 |  | Okazaki |  |  | P205-20300 | IPA,H2O | 88 | 0.03 | RTD | PT100 | 300 | 150LB 1" RF |  | 0 | 200 | C
179 | TI-2504 | TK- 251 | Lt1 TK-251 | R4-92197 |  | Okazaki |  |  | P205-70200 | Rh CAT | 148 | 0.005 | RTD | PT100 | 400 | 150LB0 2" RF |  | 0 | 200 | C
180 | TI-2505 | E-252 TO T 250 | Lt2 E-252 | R4-92197 |  | Okazaki |  |  | P205-20300 | Rh CAT | 148 | 0.5 | RTD | PT100 | 250 | 150LB 1" RF |  | 0 | 200 | C
181 | TC-3102 | R- 310 | Lt3 R-310 | R4-92197 |  | Okazaki |  |  | P205-30100 | EPA,H2O | 90 | 0.03 | RTD | PT100 | 400 | 150LB 1" RF |  | 0 | 150 | C | 125 | C, S | *** | 90004116
182 | TS-3103 | R-310 SD | Lt3 R-310 | R4-92197 |  | Okazaki |  |  | P205-30100 | EPA,H2O | 90 | 0.03 | RTD | PT100 | 400 | 150LB 1" RF |  | 0 | 200 | C | 125 | C, S | *** | 90004116
183 | TC-3104 | R- 311 | Lt3 R-311 | R4-92197 |  | Okazaki |  |  | P205-30100 | EPA,H2O | 95 | 0.03 | RTD | PT100 | 400 | 150LB 1" RF |  | 0 | 150 | C | 125 | C, S | *** | 90004116
184 | TS-3105 | R-311 SD | Lt3 R-311 | R4-92197 |  | Okazaki |  |  | P205-30100 | EPA,H2O | 95 | 0.03 | RTD | PT100 | 400 | 150LB 1" RF |  | 0 | 200 | C | 125 | C, S | *** | 90004116
185 | TI-3201 | T-320 BOTTOM | Lt1 T-320 | R4-92197 |  | Okazaki |  |  | P205-30200 | EPAHB,EPA | 159 | 0.16kg/cm2A | RTD | PT100 | 400 | 150LB 1" RF |  | 0 | 200 | C
186 | TI-3202 | T-320 TOP | Lt3 T-320 | R4-92197 |  | Okazaki |  |  | P205-30200 | EPA | 104 | 0.14kg/cm2A | RTD | PT100 | 400 | 150LB 1" RF |  | 0 | 200 | C
187 | TI-3203 | D-325 | Lt2 D-325 | R4-92197 |  | Okazaki |  |  | P205-30200 | EPA | 40 | 0.10kg/cm2A | RTD | PT100 | 400 | 150LB 1" RF |  | 0 | 200 | C
188 | TI-3204 | E-322 TO T-320 | Lt2 E-322 | R4-92197 |  | Okazaki |  |  | P205-30200 | EPAHB,EPA | 164 | 0.36 | RTD | PT100 | 250 | 150LB 1" RF |  | 0 | 200 | C
189 | TI-4101 | D-411 | Lt2 D-411 | R4-92197 |  | Okazaki |  |  | P205-40100 | 2EH,EPA | 67 | 2.8 | RTD | PT100 | 400 | 150LB 1" RF |  | 0 | 200 | C
190 | TC-4102 | R-410 FEED | Lt3 E-4111 | R4-92197 |  | Okazaki |  |  |  | 2EH,EPA | 59 | 41 | RTD | PT100 | 250 | 600LB 1" RF |  | 0 | 200 | C
191 | TI-4103 | GHY B/L | Lt1 P-225 | R4-92197 |  | Okazaki |  |  | P205-40100 | H2 | 45 | 42 | RTD | PT100 | 250 | 600LB 1" RF |  | 0 | 200 | C
192 | TI-4105 | R-410 = 1 UPPER | Lt4 R-410 | T4-93774 |  | Okazaki |  |  |  | 2EH | 100 | 40 | T/C | K | 1120 | 600LB 1" RF |  | 0 | 200 | C
193 | TI-4106 | R-410 = 1 UPPER | Lt4 R-410 | T4-93774 |  | Okazaki |  |  |  | 2EH | 100 | 40 | T/C | K | 1120 | 600LB 1" RF |  | 0 | 200 | C
194 | TI-4107 | R-410 = 1 UPPER | Lt3 R-410 | T4-93774 |  | Okazaki |  |  |  | 2EH | 100 | 40 | T/C | K | 1120 | 600LB 1" RF |  | 0 | 200 | C
195 | TI-4108 | R-410 = 1 UPPER | Lt3 R-410 | T4-93774 |  | Okazaki |  |  |  | 2EH | 100 | 40 | T/C | K | 1120 | 600LB 1" RF |  | 0 | 200 | C
196 | TI-4109 | R-410 = 1 UPPER | Lt2 R-410 | T4-93774 |  | Okazaki |  |  |  | 2EH | 100 | 40 | T/C | K | 1120 | 600LB 1" RF |  | 0 | 200 | C
197 | TI-4110 | R-410 = 1 UPPER | Lt2 R-410 | T4-93774 |  | Okazaki |  |  |  | 2EH | 100 | 40 | T/C | K | 1120 | 600LB 1" RF |  | 0 | 200 | C
198 | TI-4111 | R-410 = 1 UPPER | Lt2 R-410 | T4-93774 |  | Okazaki |  |  |  | 2EH | 100 | 40 | T/C | K | 1120 | 600LB 1" RF |  | 0 | 200 | C
199 | TI-4112 | R-410 = 1 UPPER | Lt1 R-410 | T4-93774 |  | Okazaki |  |  |  | 2EH | 100 | 40 | T/C | K | 1120 | 600LB 1" RF |  | 0 | 200 | C | 5 | C | * | 90004061
200 | TS-4113 | R-410 SD | Lt1 R-410 | R4-92197 |  | Okazaki |  |  |  | 2EH | 100 | 40 | RTD | PT100 | 400 | 600LB 1" RF |  | 0 | 200 | C | 5 | C | *
201 | TI-4114 | D-412 | Lt1 D-412 | R4-92197 |  | Okazaki |  |  |  | 2EH | 129 | 4.5 | RTD | PT100 | 400 | 150LB 1" RF |  | 0 | 200 | C
202 | TC-4115 | E-413 OUT | Lt2 E-413 | R4-92197 |  | Okazaki |  |  |  | 2EH | 62 | 4.5 | RTD | PT100 | 250 | 150LB 1" RF |  | 0 | 200 | C
203 | TI-4116 | D-416 OUT | Lt1 D-416 | R4-92197 |  | Okazaki |  |  |  | H2,N2 | 40 | 39 | RTD | PT100 | 250 | 600LB 1" RF |  | 0 | 200 | C
204 | TI-4121 | C-412 SUCTION SNUBBER | C-412 |  |  | Okazaki |  |  |  | GAS | 38 |  | RTD | PT100 |  |  |  | 0 | 100 | C
205 | TI-4122 | C-412 N0 1 DISC. SNUBBER | C-412 |  |  | Okazaki |  |  |  | GAS | 42 |  | RTD | PT100 |  |  |  | 0 | 100 | C | 5 | C | *
206 | TS-4123 | C-412 NO 1 DISC. SNUBBER | C-412 |  |  | Yamari |  |  |  | GAS | 42 |  | RTD | PT100 |  |  |  | 0 | 75 | C | 5 | C | * | 90004094
207 | TI-4124 | C-412 NO 2 DISC. SNUBBER | C-412 |  |  | Okazaki |  |  |  | GAS | 42 |  | RTD | PT100 |  |  |  | 0 | 100 | C | 5 | C | *
208 | TS-4125 | C-412 NO 2 DISC. SNUBBER | C-412 |  |  | Yamari |  |  |  | GAS | 42 |  | RTD | PT100 |  |  |  | 0 | 75 | C | 5 | C | * | 90004094
209 | TI-4126 | C-412 NO 1 MAIN BEARING | C-412 |  |  | Okazaki |  |  |  | - | ATM |  | RTD | PT100 |  |  |  | 0 | 100 | C
210 | TI-4127 | C-412 GUIDE BEARING | C-412 |  |  | Okazaki |  |  |  | - | ATM |  | RTD | PT100 |  |  |  | 0 | 100 | C
211 | TI-4201 | T-420 BOTTOM | Lt1 T-420 | R4-92197 |  | Okazaki |  |  |  | 2EH,2EHHB | 139 | 0.23kg/cm2A | RTD | PT100 | 400 | 150LB 1" RF |  | 0 | 200 | C
212 | TI-4202 | T-420 TOP | Lt4 T-420 | R4-92197 |  | Okazaki |  |  |  | 2EH,NBA | 122 | 0.20kg/cm2A | RTD | PT100 | 400 | 150LB 1" RF |  | 0 | 200 | C
213 | TI-4203 | D-425 | Lt2 D-425 | R4-92197 |  | Okazaki |  |  |  | 2EH,NBA | 40 | 0.19kg/cm2A | RTD | PT100 | 400 | 150LB 1" RF |  | 0 | 200 | C
214 | TI-4204 | E-428 OUT | Lt3 E-428 | R4-92197 |  | Okazaki |  |  |  | 2EH,H2O | 40 | 0.19kg/cm2A | RTD | PT100 | 250 | 150LB 1" RF |  | 0 | 200 | C
215 | TC-4205 | E-425 OUT | Lt3 E-411 | R4-92197 |  | Okazaki |  |  |  | 2EH,H2O | 50 | 0.19kg/cm2A | RTD | PT100 | 250 | 150LB 1" RF |  | 0 | 200 | C
216 | TI-4301 | T-430 BOTTOM | Lt1 T-430 | R4-92197 |  | Okazaki |  |  |  | 2EH,2EHHB | 138 | 0.23kg/cm2A | RTD | PT100 | 400 | 150LB 1" RF |  | 0 | 200 | C
217 | TI-4302 | T-430 TOP | Lt4 T-430 | R4-92197 |  | Okazaki |  |  | P205-40400 | 2EH | 135 | 0.20kg/cm2A | RTD | PT100 | 400 | 150LB 1" RF |  | 0 | 200 | C
218 | TI-4303 | D-435 | Lt2 D-435 | R4-92197 |  | Okazaki |  |  |  | 2EH | 100 | 0.16kg/cm2A | RTD | PT100 | 400 | 150LB 1" RF |  | 0 | 200 | C
219 | TI-4304 | E-437 OUT | Lt3 E-511 | R4-92197 |  | Okazaki |  |  |  | 2EH | 40 | 3.29 | RTD | PT100 | 250 | 150LB 1" RF |  | 0 | 200 | C
220 | TI-4401 | T-440 BOTTOM | Lt1 T-440 | R4-92197 |  | Okazaki |  |  | P205-40500 | 2EHHB | 170 | 0.14kg/cm2A | RTD | PT100 | 400 | 150LB 1" RF |  | 0 | 200 | C
221 | TI-4402 | T-440 TOP | Lt3 T-440 | R4-92197 |  | Okazaki |  |  | P205-40500 | 2EH | 120 | 0.11kg/cm2A | RTD | PT100 | 400 | 150LB 1" RF |  | 0 | 200 | C
222 | TI-4403 | D-445 | Lt2 D-445 | R4-92197 |  | Okazaki |  |  |  | 2EH | 40 | 0.11 | RTD | PT100 | 400 | 150LB 1" RF |  | 0 | 200 | C
223 | TI-4501 | T-450 BOTTOM | Lt1 T-450 | R4-92197 |  | Okazaki |  |  |  | 2EH | 138 | 0.23kg/cm2A | RTD | PT100 | 400 | 150LB 1" RF |  | 0 | 200 | C
224 | TI-4502 | T-450 TOP | Lt4 T-450 | R4-92197 |  | Okazaki |  |  |  | NBA,H2O | 80 | 0.20kg/cm2A | RTD | PT100 | 400 | 150LB 1" RF |  | 0 | 200 | C
225 | TI-4503 | D-455 | D-455 | R4-92197 |  | Okazaki |  |  |  | NBA | 40 | 0.19 | RTD | PT100 | 400 | 150LB 1" RF |  | 0 | 200 | C
226 | TI-5101 | D-511 | Lt2 D-511 | R4-92197 |  | Okazaki |  |  | P205-50100 | NBA,NBD | 39 | 2.8 | RTD | PT100 | 400 | 150LB 1" RF |  | 0 | 200 | C
227 | TC-5102 | R-510 FEED | Lt3 E-511 | R4-92197 |  | Okazaki |  |  | P205-50100 | NBA,NBD | 45 | 40.9 | RTD | PT100 | 250 | 600LB 1" RF |  | 0 | 150 | C
228 | TI-5105 | R-510 =1 UPPER | Lt4 R-510 | T4-93772 |  | Okazaki |  |  | P205-50100 | NBA | 105 | 40 | T/C | K | 635&310 | 600LB 1" RF |  | 0 | 200 | C | [8 empty] | DOUBLE ELEMENT
229 | TI-5106 | R-510 =1 UPPER | Lt4 R-510 | T4-93772 |  | Okazaki |  |  | P205-50100 | NBA | 105 | 40 | T/C | K | 635&310 | 600LB 1" RF |  | 0 | 200 | C | [8 empty] | DOUBLE ELEMENT
230 | TI-5107 | R-510 =1 UPPER | Lt3 R-510 | T4-93772 |  | Okazaki |  |  | P205-50100 | NBA | 105 | 40 | T/C | K | 635&310 | 600LB 1" RF |  | 0 | 200 | C | [8 empty] | DOUBLE ELEMENT
231 | TI-5108 | R-510 =1 UPPER | Lt3 R-510 | T4-93772 |  | Okazaki |  |  | P205-50100 | NBA | 105 | 40 | T/C | K | 635&310 | 600LB 1" RF |  | 0 | 200 | C | [8 empty] | DOUBLE ELEMENT
232 | TI-5109 | R-510 =1 UPPER | Lt2 R-510 | T4-93772 |  | Okazaki |  |  | P205-50100 | NBA | 105 | 40 | T/C | K | 635&310 | 600LB 1" RF |  | 0 | 200 | C | [8 empty] | DOUBLE ELEMENT
233 | TI-5110 | R-510 =1 UPPER | Lt2 R-510 | T4-93772 |  | Okazaki |  |  | P205-50100 | NBA | 105 | 40 | T/C | K | 635&310 | 600LB 1" RF |  | 0 | 200 | C | [8 empty] | DOUBLE ELEMENT
234 | TI-5111 | R-510 =1 UPPER | Lt2 E-514 | T4-93772 |  | Okazaki |  |  | P205-50100 | NBA | 105 | 40 | T/C | K | 635&310 | 600LB 1" RF |  | 0 | 200 | C | [8 empty] | DOUBLE ELEMENT
235 | TI-5112 | R-510 =1 UPPER | Lt1 R-510 | T4-93772 |  | Okazaki |  |  | P205-50100 | NBA | 105 | 40 | T/C | K | 635&310 | 600LB 1" RF |  | 0 | 200 | C | 5 | C | * | 90004060 |  |  |  |  | DOUBLE ELEMENT
236 | TS-5113 | R-510 SD | Lt1 R-510 | R4-92197 |  | Okazaki |  |  | P205-50100 | NBA | 105 | 40 | RTD | PT100 | 400 | 600LB 1" RF |  | 0 | 200 | C | 5 | C | * | 90004116
237 | TI-5114 | D-512 | Lt1 D-512 | R4-92197 |  | Okazaki |  |  | P205-50100 | NBA | 106 | 4.5 | RTD | PT100 | 400 | 150LB 1" RF |  | 0 | 200 | C
238 | TC-5115 | E-513 OUT | Lt2 E-513 | R4-92197 |  | Okazaki |  |  | P205-50100 | NBA,NBAHB | 40 | 3.2 | RTD | PT100 | 250 | 150LB 1" RF |  | 0 | 150 | C
239 | TI-5201 | T-520 BOTTOM | Lt1 T-520 | R4-92197 |  | Okazaki |  |  | P205-50200 | NBA | 120 | 0.08 | RTD | PT100 | 400 | 150LB 1" RF |  | 0 | 200 | C
240 | TI-5202 | T-520 TOP | Lt4 T-520 | R4-92197 |  | Okazaki |  |  | P205-50200 | NBA | 117 | 0.03 | RTD | PT100 | 400 | 150LB 1" RF |  | 0 | 200 | C
241 | TI-5203 | D-525 | Lt2 D-525 | R4-92197 |  | Okazaki |  |  | P205-50200 | NBA | 40 | 0.03 | RTD | PT100 | 400 | 150LB 1" RF |  | 0 | 200 | C
242 | TI-5204 | E-525 TO E-526 | Lt4 E-525 | R4-92197 |  | Okazaki |  |  | P205-50200 | H2,NBA | 40 | 0.03 | RTD | PT100 | 250 | 150LB 1" RF |  | 0 | 200 | C
243 | TC-5205 | E-525 OUT | Lt3 E-516 | R4-92197 |  | Okazaki |  |  | P205-50200 | NBA | 50 | 0.03 | RTD | PT100 | 250 | 150LB 1" RF |  | 0 | 200 | C
244 | TI-5301 | T-530 BOTTOM | Lt1 T-530 | R4-92197 |  | Okazaki |  |  | P205-50300 | NBA,NBAHB | 120 | 0.06 | RTD | PT100 | 400 | 150LB 1" RF |  | 0 | 200 | C
245 | TI-5302 | T-530 TOP | Lt4 T-530 | R4-92197 |  | Okazaki |  |  | P205-50300 | NBA | 119 | 0.03 | RTD | PT100 | 400 | 150LB 1" RF |  | 0 | 200 | C
246 | TI-5303 | D-535 | Lt2 D-535 | R4-92197 |  | Okazaki |  |  | P205-50300 | NBA | 100 | 0.03 | RTD | PT100 | 400 | 150LB 1" RF |  | 0 | 200 | C
247 | TI-5304 | D-535 TO TY | Lt2 E-537 | R4-92197 |  | Okazaki |  |  | P205-50300 | NBA | 40 | 3.3 | RTD | PT100 | 250 | 150LB 1" RF |  | 0 | 200 | C
248 | TC-5305 | E-535 OUT | Lt3 E-516 | R4-92197 |  | Okazaki |  |  | P205-50300 | NBA | 100 | 0.03 | RTD | PT100 | 400 | 150LB 1" RF |  | 0 | 200 | C
249 | TI-5401 | T-540 BOTTOM | Lt1 T-620 | R4-92197 |  | Okazaki |  |  | P205-50400 | NBAHB | 163 | 0.06 | RTD | PT100 | 300 | 150LB 1" RF |  | 0 | 200 | C
250 | TI-5402 | T-540 TOP | Lt4 T-540 | R4-92197 |  | Okazaki |  |  | P205-50400 | NBA | 119 | 0.03 | RTD | PT100 | 300 | 150LB 1" RF |  | 0 | 200 | C
251 | TI-5501 | T-550 BOTTOM | Lt1 T-620 | R4-92197 |  | Okazaki |  |  | P205-50500 | NBA | 119 | 0.06 | RTD | PT100 | 400 | 150LB 1" RF |  | 0 | 200 | C
252 | TI-5502 | T-550 TOP | Lt4 T-550 | R4-92197 |  | Okazaki |  |  | P205-50500 | NBA,NBD | 110 | 0.03 | RTD | PT100 | 400 | 150LB 1" RF |  | 0 | 200 | C
253 | TI-6101 | D-611 | Lt2 D-611 | R4-92197 |  | Okazaki |  |  | P205-60100 | IBA,IBD | 74 | 2.8 | RTD | PT100 | 400 | 150LB 1" RF |  | 0 | 200 | C
254 | TC-6103 | R-610 FEED | Lt4 R-610 | R4-92197 |  | Okazaki |  |  | P205-60100 | IBA,IBD | 60 | 42.3 | RTD | PT100 | 250 | 600LB 1" RF |  | 0 | 150 | C
255 | TI-6104 | R-610 = 1 UPPER | Lt4 R-610 | T4-93772 |  | Okazaki |  |  | P205-60100 | IBA,H2 | 120 | 40 | T/C | K | 635&310 | 600LB 1" RF |  | 0 | 200 | C | [8 empty] | DOUBLE ELEMENT
256 | TI-6105 | R-610 = 1 UPPER | Lt4 R-610 | T4-93772 |  | Okazaki |  |  | P205-60100 | IBA,H2 | 120 | 40 | T/C | K | 635&310 | 600LB 1" RF |  | 0 | 200 | C | [8 empty] | DOUBLE ELEMENT
257 | TI-6106 | R-610 = 1 UPPER | Lt3 R-610 | T4-93772 |  | Okazaki |  |  | P205-60100 | IBA,H2 | 120 | 40 | T/C | K | 635&310 | 600LB 1" RF |  | 0 | 200 | C | [8 empty] | DOUBLE ELEMENT
258 | TI-6107 | R-610 = 1 UPPER | Lt3 R-610 | T4-93772 |  | Okazaki |  |  | P205-60100 | IBA,H2 | 120 | 40 | T/C | K | 635&310 | 600LB 1" RF |  | 0 | 200 | C | [8 empty] | DOUBLE ELEMENT
259 | TI-6108 | R-610 = 1 UPPER | Lt2 R-610 | T4-93772 |  | Okazaki |  |  | P205-60100 | IBA,H2 | 120 | 40 | T/C | K | 635&310 | 600LB 1" RF |  | 0 | 200 | C | [8 empty] | DOUBLE ELEMENT
260 | TI-6109 | R-610 = 1 UPPER | Lt2 R-610 | T4-93772 |  | Okazaki |  |  | P205-60100 | IBA,H2 | 120 | 40 | T/C | K | 635&310 | 600LB 1" RF |  | 0 | 200 | C | [8 empty] | DOUBLE ELEMENT
261 | TI-6110 | R-610 = 1 UPPER | Lt2 R-610 | T4-93772 |  | Okazaki |  |  | P205-60100 | IBA,H2 | 120 | 40 | T/C | K | 635&310 | 600LB 1" RF |  | 0 | 200 | C | [8 empty] | DOUBLE ELEMENT
262 | TI-6111 | R-610 = 4 LOWER | Lt1 R-610 | T4-93772 |  | Okazaki |  |  | P205-60100 | IBA,H2 | 120 | 40 | T/C | K | 635&310 | 600LB 1" RF |  | 0 | 200 | C | 5 | C | * | 90004060 |  |  |  |  | DOUBLE ELEMENT
263 | TS-6112 | R-610 SD | Lt1 R-610 | R4-92197 |  | Okazaki |  |  |  | IBA,H2 | 120 | 40 | RTD | PT100 | 400 | 600LB 1" RF |  | 0 | 200 | C | 5 | C | * | 90004116
264 | TI-6113 | D-612 | Lt1 D-612 | R4-92197 |  | Okazaki |  |  | P205-60100 | IBA | 120 | 2.8 | RTD | PT100 | 400 | 150LB 1" RF |  | 0 | 200 | C
265 | TC-6114 | E-613 TO D-611 | Lt2 E-613 | R4-92197 |  | Okazaki |  |  | P205-60100 | IBA,IBAHB | 110 | 4.2 | RTD | PT100 | 250 | 150LB 1" RF |  | 0 | 150 | C
266 | TI-6201 | T-620 BOTTOM | Lt1 T-620 | R4-92197 |  | Okazaki |  |  | P205-60200 | IBA,IBAHB | 110 | 0.09 | RTD | PT100 | 400 | 150LB 1" RF |  | 0 | 200 | C
267 | TI-6202 | T-620 FEED | Lt4 T-620 | R4-92197 |  | Okazaki |  |  | P205-60200 | IBA | 105 | 0.05 | RTD | PT100 | 250 | 150LB 1" RF |  | 0 | 200 | C
268 | TI-6203 | T-620 TOP | Lt4 T-620 | R4-92197 |  | Okazaki |  |  | P205-60200 | IBA,NPA | 97 | 0.03 | RTD | PT100 | 400 | 150LB 1" RF |  | 0 | 200 | C
269 | TI-6204 | D-625 | Lt2 D-625 | R4-92197 |  | Okazaki |  |  | P205-60200 | IBA | 40 | 0.04 | RTD | PT100 | 400 | 150LB 1" RF |  | 0 | 200 | C
270 | TI-6205 | E-628 OUT | Lt3 E-545 | R4-92197 |  | Okazaki |  |  | P205-60200 | IBA/H2O | 40 | 0.04 | RTD | PT100 | 250 | 150LB 1" RF |  | 0 | 200 | C
271 | TC-6206 | E-625 OUT | Lt3 E-526 | R4-92197 |  | Okazaki |  |  | P205-60200 | IBA/H2O | 50 | 0.04 | RTD | PT100 | 250 | 150LB 1" RF |  | 0 | 200 | C
272 | TI-6301 | T-630 BOTTOM | Lt1 T-630 | R4-92197 |  | Okazaki |  |  | P205-60300 | IBA,IBAHB | 109 | 0.03 | RTD | PT100 | 400 | 150LB 1" RF |  | 0 | 200 | C
273 | TI-6302 | T-630 TOP | Lt4 T-630 | R4-92197 |  | Okazaki |  |  | P205-60300 | IBA | 108 | 0.03 | RTD | PT100 | 400 | 150LB 1" RF |  | 0 | 200 | C
274 | TI-6303 | D-635 | Lt2 D-635 | R4-92197 |  | Okazaki |  |  | P205-60300 | IBA | 40 | 0.03 | RTD | PT100 | 400 | 150LB 1" RF |  | 0 | 200 | C
275 | TI-6304 | D-635 TO TY | Lt2 D-611 | R4-92197 |  | Okazaki |  |  | P205-60300 | IBA | 40 | 2.89 | RTD | PT100 | 250 | 150LB 1" RF |  | 0 | 200 | C
276 | TI-6401 | T-640 BOTTOM | Lt1 T-640 | R4-92197 |  | Okazaki |  |  | P205-60400 | IBAHB,IBA | 128 | 0.05 | RTD | PT100 | 300 | 150LB 1" RF |  | 0 | 200 | C
277 | TI-6402 | T-640 TOP | Lt3 T-640 | R4-92197 |  | Okazaki |  |  | P205-60400 | IBA | 108 | 0.03 | RTD | PT100 | 300 | 150LB 1" RF |  | 0 | 200 | C
278 | TI-7101 | D 711 | D-711 | TM131-8JADBAA2AX1DADB3AH4EA1SBTGZ1 | T804D69748A | Endress hauser |  |  | P205-71200 | PPY VAPOR | 36 | 14.5 | RTD | PT100 | 400 | 300LB 1 1/2" RF | 2021 | 0 | 100 | C | 5 |  | *
279 | TI-7102 | D 711 LOWER | D-711 | TM131-8JADBAA2AX1DADB3AH4EA1SBTGZ1 | T804D79748A | Endress hauser |  |  | P205-71200 | PPY | 36 | 14.5 | RTD | PT100 | 400 | 300LB 1 1/2" RF | 2021 | 0 | 100 | C | 5 |  | *
280 | TI-7103 | D 712 UPPER | D-712 | TM131-8JADBAA2AX1DADB3AH4EA1SBTGZ1 | T804D89748A | Endress hauser |  |  | P205-71200 | PPY VAPOR | 36 | 14.5 | RTD | PT100 | 400 | 300LB 1 1/2" RF | 2021 | 0 | 100 | C
281 | TI-7104 | D 712 LOWER | D-712 | TM131-8JADBAA2AX1DADB3AH4EA1SBTGZ1 | T804D99748A | Endress hauser |  |  | P205-71200 | PPY | 36 | 14.5 | RTD | PT100 | 400 | 300LB 1 1/2" RF | 2021 | 0 | 100 | C
282 | TI-7105 | D 713 UPPER | D-713 | TM131-8JADBAA2AX1DADB3AH4EA1SBTGZ1 | T804DA9748A | Endress hauser |  |  | P205-71200 | PPY VAPOR | 36 | 14.5 | RTD | PT100 | 400 | 300LB 1 1/2" RF | 2021 | 0 | 100 | C
283 | TI-7106 | D 713 LOWER | D-713 | TM131-8JADBAA2AX1DADB3AH4EA1SBTGZ1 | T804DB9748A | Endress hauser |  |  | P205-71200 | PPY | 36 | 14.5 | RTD | PT100 | 400 | 300LB 1 1/2" RF | 2021 | 0 | 100 | C
284 | TI-7107 | D 714 UPPER | D-714 | TM131-8JADBAA2AX1DADB3AH4EA1SBTGZ1 | T804DC9748A | Endress hauser |  |  | P205-71200 | PPY VAPOR | 36 | 14.5 | RTD | PT100 | 400 | 300LB 1 1/2" RF | 2021 | 0 | 100 | C
285 | TI-7108 | D 714 LOWER | D-714 | TM131-8JADBAA2AX1DADB3AH4EA1SBTGZ1 | T804DD9748A | Endress hauser |  |  | P205-71200 | PPY | 36 | 14.5 | RTD | PT100 | 400 | 300LB 1 1/2" RF | 2021 | 0 | 100 | C
286 | TI-7110 | PPY GAS TO Z- 711 | P-712 |  |  | Okazaki |  |  | P205-71100 | PPY VAPOR | 36 | 14.5 | RTD | PT100 | 250 | 300LB 1" RF |  | 0 | 100 | C
287 | TS-7161 |  | C-717 | [5 empty] | P205-71100
288 | TI-7201 | TK 721 | TK-721 | R4-92197 |  | Okazaki |  |  | P205-72100 | 2EH | AMB | 50mmH2O | RTD | PT100 | 400 | 300LB 2" RF |  | 0 | 100 | C
289 | TI-7202 | TK 722 | TK--722 | R4-92197 |  | Okazaki |  |  | P205-72100 | 2EH | AMB | 50mmH2O | RTD | PT100 | 400 | 150LB 2" RF |  | 0 | 100 | C
290 | TI-7203 | TK 723 | TK-723 | R4-92197 |  | Okazaki |  |  | P205-72200 | NBA | AMB | 50mmH2O | RTD | PT100 | 400 | 150LB 2" RF |  | 0 | 100 | C
291 | TI-7204 | TK 724 | TK-724 | R4-92197 |  | Okazaki |  |  | P205-72200 | NBA | AMB | 50mmH2O | RTD | PT100 | 400 | 150LB 2" RF |  | 0 | 100 | C
292 | TI-7205 | TK 725 | TK-725 | R4-92197 |  | Okazaki |  |  | P205-72300 | IBA | AMB | 50mmH2O | RTD | PT100 | 400 | 150LB 2" RF |  | 0 | 100 | C
293 | TI-7206 | TK 726 | TK-726 | R4-92197 |  | Okazaki |  |  | P205-72300 | IBA | AMB | 50mmH2O | RTD | PT100 | 400 | 150LB 2" RF |  | 0 | 100 | C
294 | TI-7207 | 2EH TO TANK LORRY | Truck Loading | R4-92197 |  | Okazaki |  |  | P205-72100 | 2EH | AMB | 1 | RTD | PT100 | 250 | 150LB 1" RF |  | 0 | 100 | C
295 | TI-7208 | NBA TO TANK LORRY | Truck Loading | R4-92197 |  | Okazaki |  |  | P205-72200 | NBA | AMB | 1 | RTD | PT100 | 250 | 150LB 1" RF |  | 0 | 100 | C
296 | TI-7209 | IBA TO TANK LORRY | Truck Loading | R4-92197 |  | Okazaki |  |  | P205-72300 | IBA | AMB | 1 | RTD | PT100 | 250 | 150LB 1" RF |  | 0 | 100 | C
297 | TE-8501 | INCENERATOR TEMPERATURE | Incenerator Lt3 | T4B39898 |  | Okazaki |  |  | P206-85100 |  |  |  | T/C | K | 400 | 1 1/2B-RF |  | 0 | 1200 | C |  |  |  | 90004107
298 | TI-8513 | [7 empty] | P205-70800
299 | TE-8502 | INCENERATOR TEMPERATURE | Incenerator Lt2 | T4B39898 |  | Okazaki |  |  | P206-85100 | INCINERATOR |  | 1542mmH2O | T/C | K | 400 | JPI 150 1 1/2B-RF |  | 0 | 1200 | C |  |  |  | 90004107
300 | TE-8503 | DISSOLVED OUTLET TEMPERATURE | Incenerator Lt3 | Y-27900 |  | Hayashi Denko |  |  | P206-85100 | - |  | 1202mmH2O | RTD | PT100 | 300 | 150 1B-RF |  | 0 | 200 | C
301 | TE-8504 | JACKET CIRCUL. WATER TEMP. | Incenerator Lt4 | Y-27900 |  | Hayashi Denko |  |  | P206-85100 | BFW | ATM |  | RTD | PT100 | 200 | 150 1B-RF |  | 0 | 200 | C
302 | TE-8505 | INCENERATOR TEMPERATURE | Incenerator Lt2 |  |  | Hayashi Denko |  |  | P206-85100 | FLUE GAS |  | 1542mmH2O | T/C | K |  | JPI 1 1/2B-RF |  | 0 | 1200 | C |  |  |  | 90004107
303 | TE-8506 | DISSOLVER OUTLET TEMPERATURE | Incenerator Lt3 | Y-27900 |  | Hayashi Denko |  |  | P206-85100 | FLUE GAS |  | 1144mmH2O | RTD | PT100 | 300 | 1B-RF |  | 0 | 200 | C
304 | TE-8507 |  | Incenerator Lt4 | Y-27900 |  | Hayashi Denko |  |  | P206-85100 |  |  |  | RTD | PT100 | 200 | 1B-RF |  | 0 | 200 | C
305 | TI-9201 | LPS TO UTILY AREA | Rack Room Lt1 | R4-92197 |  | Okazaki |  |  |  | LPS | 155 | 4.5 | RTD | PT100 | 250 | 150LB 1" RF |  | 0 | 200 | C
306 | TI-9202 | MPS TO OCTANOL UNIT (FROM H-921) | Rack Room Lt1 | R4-92197 |  | Okazaki |  |  |  | MPS | 204 | 16 | RTD | PT100 | 250 | 300LB 1" RF |  | 0 | 250 | C
307 | TI-9203 | LPS HEADER | E-023 | R4-92197 |  | Okazaki |  |  | P206-92100 | LPS | 155 | 4.5 | RTD | PT100 | 250 | 150LB 1" RF |  | 0 | 200 | C
308 | TI-9204 | D-921 | E-023 | R4-92197 |  | Okazaki |  |  | P206-92400 | BFW | 133 | 2 | RTD | PT100 | 400 | 150LB 1" RF |  | 0 | 200 | C
309 | TI-9205 | MPS FROM SYN. GAS UNIT | Lt1 P-225 | R4-92197 |  | Okazaki |  |  |  | MPS | 204 | 16 | RTD | PT100 | 250 | 300LB 1" RF |  | 0 | 250 | C
310 | TI-9331 | NaOH DILUTION WATER TEMP. | DEMIN WATER |  |  | ACEZ |  |  | U311-00167 | DMW | 3 |  | T/C | K |  |  |  | 0 | 100 | C
311 | TI-9401 | CWS TO OCTANOL UNIT | D 921 | R4-92197 |  | Okazaki |  |  |  | CWS | 32 | 3.5 | RTD | PT100 | 250 | 150LB 1" RF |  | 0 | 100 | C
312 | TI-9402 | CWR TO Z -941 | Z -941 | R4-92197 |  | Okazaki |  |  |  | CWR | 39 | 2.5 | RTD | PT100 | 250 | 150LB 1" RF |  | 0 | 100 | C
313 | TI-9407 | RWS TO OCTANOL UNIT | Rack Room Lt1 | R4-92197 |  | Okazaki |  |  |  | RWS | 7 | 3 | RTD | PT100 | 250 | 150LB 1" RF |  | 0 | 50 | C
314 | TI-9408 | RWR FROM OCTANOL UNIT | Rack Room Lt1 | R4-92197 |  | Okazaki |  |  |  | RWR | 10.8 | 1 | RTD | PT100 | 250 | 150LB 1" RF |  | 0 | 50 | C
315 | TE-9421 | RWS FROM U-941 | Z -941 | [9 empty] | RTD | PT100 |  |  |  | 0 | 0 | C
316 | TI-9601 | FNG HEADER | Lt1 B-012 | R4-92197 |  | Okazaki |  |  | P206-96100 | FNG | AMB | 3.5 | RTD | PT100 | 250 | 150LB 1" RF |  | 0 | 100 | C
317 | TI-9603 | TK 961A/B TO FOL B/L | Lt1 TK-961A | R4-92197 |  | Okazaki |  |  | P205-70200 | FOL | AMB | 18 | RTD | PT100 | 250 | 300LB 1" RF |  | 0 | 100 | C
318 | TI-9604 | PNG B/L | Lt1 B-012 | R4-92197 |  | Okazaki |  |  | P206-96100 | PNG | AMB | 13 | RTD | PT100 | 250 | 300LB 1" RF |  | 0 | 100 | C
319 | TS-9611 | C-009 DISCH. | [6 empty] | M323-50160 |  |  |  | RTD | PT100 |  |  |  | 0 | 80 | C | 125 | C,S | ***
320 | TI-9612 | C 009 SUCTION | C-009/E-009 | [5 empty] | M323-50160 |  |  |  | RTD | PT100 |  |  |  | 0 | 150 | C
321 | TI-9613 | C 009 DISCH | C-009/E-009 | [5 empty] | M323-50160 |  |  |  | RTD | PT100 |  |  |  | 0 | 150 | C
322 | TI-9682 | C-008 | C-008 | TSP121.A1.S2.A2.F08.A3.W2.W5.S1.P2.B2.B2.Y1 |  | ABB | MTL21556 | 10733000 | P206-96100 |  |  |  | RTD | PT100 | 250 | 300LB 1" RF |  | 0 | 100 | C
323 | TI-9686 | C-008 discharge | C-008 | TSP121.A1.S2.A2.F08.A3.W2.W5.S1.P2.B2.B2.Y1 |  | ABB | MTL21556 | 10733000 | P206-96100 |  |  |  | RTD | PT100 | 250 | 300LB 1" RF |  | 0 | 150 | C
324 | TI-9801 | T 980 BOTTOM | Lt1 T-980 | R4-92197 |  | Okazaki |  |  | P205-70800 | P | 102 | 0.06 | RTD | PT100 | 400 | 150LB 1" RF |  | 0 | 200 | C
325 | TI-9802 | T 980 TOP | Lt2 T-980 | R4-92197 |  | Okazaki |  |  | P205-70800 | P | 98 | 0.06 | RTD | PT100 | 400 | 150LB 1" RF |  | 0 | 200 | C
326 | TI-9811 | Suction temperature | C-008 | RMPB-ML100SX01 |  | Yamari |  |  |  | GAS | 6 | 35 | RTD | PT100 | 300 | R3/4 |  | 0 | 350 | C
327 | TI-9812 | Suction temperature | C-008 | RMPB-ML100SX01 |  | Yamari |  |  |  | GAS | 6 | 35 | RTD | PT100 | 300 | R3/4 |  | 0 | 350 | C
328 | TI-9813 | Discharge temperature | C-008 | RMPB-ML100SX01 |  | Yamari |  |  |  | GAS | 17 | 115 | RTD | PT100 | 300 | R3/4 |  | 0 | 350 | C
329 | TI-9814 | Discharge temperature | C-008 | RMPB-ML100SX01 |  | Yamari |  |  |  | GAS | 17 | 115 | RTD | PT100 | 300 | R3/4 |  | 0 | 350 | C
330 | TGS-9813 | Discharge temperature HH | C-008 | TE02-ME-S |  | Nesstech |  |  |  | GAS | 17 | 115 | SW |  |  |  |  | 0 | 200 | C
331 | TGS-9814 | Discharge temperature HH | C-008 | TE02-ME-S |  | Nesstech |  |  |  | GAS | 17 | 115 | SW |  |  |  |  | 0 | 200 | C
332 | TI-0011A | BURNER PREREFORMER | Burner
333 | TI-0011C | BURNER PREREFORMER | Burner
334 | TI-0142 | R012 #1 | R-012 |  |  | Yamari | [6 empty] | T/C | K |  |  |  | 0 | 600 | C
335 | TI-0143 | R012 #2 | R-012 |  |  | Yamari | [6 empty] | T/C | K |  |  |  | 0 | 600 | C
336 | TI-0144 | R012 #3 | R-012 |  |  | Yamari | [6 empty] | T/C | K |  |  |  | 0 | 600 | C
337 | TI-0145 | R012 #4 | R-012 |  |  | Yamari | [6 empty] | T/C | K |  |  |  | 0 | 600 | C
338 | TI-0146 | R012 PREREFORMER OUT | R-012 |  |  | Yamari | [6 empty] | T/C | K |  |  |  | 0 | 600 | C
339 | TI-0147 | E010B PREREFORMER INLET | E-010B |  |  | Yamari |  |  | P205-01200 |  |  |  | T/C | K |  |  |  | 0 | 600 | C
340 | TT-0148 | Out E-010 | E-010 |  |  | Yamari |  |  | P205-01200 |  |  |  | T/C | K |  |  |  | 0 | 600 | C
341 | TI-0149 | E010B PREREFORMER OUTLET | E-010B |  |  | Yamari |  |  | P205-01200 |  |  |  | T/C | K |  |  |  | 0 | 600 | C
342 | TI-0150 | UP STREAM DUCT BURNER | Burner |  |  | Yamari | [6 empty] | T/C | K |  |  |  | 0 | 1200 | C
343 | TI-0209B | CO12B DISCHARGE | C-012B |  |  | Yamari | [6 empty] | RTD | PT100 |  |  |  | 0 | 200 | C
344 | TI-7109 | PPL receiving line (FQI-7101) | FQI-7101 | [5 empty] | P205-71100 |  |  |  | RTD | PT100 |  |  |  | 0 | 200 | C
345 | TI-9162 | [7 empty] | P206-91100 |  |  |  | RTD | PT100
346 | TI-0151 | [7 empty] | P205-01200
CO2 GAS
1 | TS-11300-10 |  | CO2 gas Exhauster |  |  | Siemens Sirius |  |  | CO(133566) | -motor winding- |  |  | RTD, PT-100 | Contact | - | - | [12 empty] | 3RN1000-1AB00
2 | TS-A20102-22 |  | CO2 gas CO2 comp. |  |  | Kemakeur |  |  |  | CO2 gaseous |  |  | - | Contact | - | - |  | 30 | 110 | o C | 5 | C | *
3 | TS-A20104-08 |  | CO2 gas CO2 comp. |  |  | FEMA |  |  |  | Coolant water |  |  | - | Contact | - | - |  | 40 | 100 | o C | 5 | C | * | [5 empty] | EX-TAM-490
4 | TT-10302-04 |  | CO2 gas MEA reboiler |  |  | Siemens Sitrans |  |  | CO(009610) | MEA |  |  | RTD, PT-100 | 4 -20 mA | 100 |  |  | -50 | 400 | o C | 5 | C | * | 90021188 |  |  |  |  | 7MC1007-5DA11-Z+T10+Y11+Y01
5 | TT-10303-02 |  | CO2 gas MEA reboiler |  |  | Siemens Sitrans |  |  | CO(009610) | Steam |  |  | RTD, PT-100 | 4 -20 mA | 100 |  |  | -50 | 400 | o C | 5 | C | * | 90021188 |  |  |  |  | 7MC1007-5DA11-Z+T10+Y11+Y01
6 | TT-10400-05-G |  | CO2 gas Reclaimer |  |  | Siemens Sitrans |  |  |  | MEA |  |  | RTD, PT-100 | 4 -20 mA |  |  |  | -50 | 400 | o C | 5 | C | *
7 | TT-10401-14 |  | CO2 gas Reclaimer |  |  | Siemens Sitrans |  |  | CO(009611) | MEA |  |  | RTD, PT-100 | 4 -20 mA |  |  |  | -50 | 400 | o C | 5 | C | * | [5 empty] | 7MC1007-5DA11-Z+T10+Y11+Y01
8 | TT-10403-17 |  | CO2 gas Reclaimer |  |  | Siemens Sitrans |  |  | CO(009611) | MEA |  |  | RTD, PT-100 | 4 -20 mA |  |  |  | -50 | 400 | o C | 5 | C | * | [5 empty] | 7MC1007-5DA11-Z+T10+Y11+Y01
9 | TT-10403-19 |  | CO2 gas Reclaimer |  |  | Siemens Sitrans |  |  | CO(009611) | MEA |  |  | RTD, PT-100 | 4 -20 mA |  |  |  | -50 | 400 | o C | 5 | C | *
10 | TT-10410-16 |  | CO2 gas Reclaimer |  |  | Siemens Sitrans |  |  | CO(009611) | MEA |  |  | RTD, PT-100 | 4 -20 mA |  |  |  | -50 | 400 | o C | 5 | C | * | [5 empty] | 7MC1007-7DA16-Z+T10+Y11+Y33+Y98+Y99
11 | TT-11201-05 |  | CO2 gas Flue gas scrubber |  |  | Siemens Sitrans |  |  | CO(133565) | Flue gas | 220 |  | RTD, PT-100 | 4 -20 mA | 400 |  |  | -50 | 400 | o C | 5 | C | * | 90021475 |  |  |  |  | 7MC1007-7DA16-Z+T10+Y11+Y33+Y98+Y99
12 | TT-11202-01 |  | CO2 gas Flue gas scrubber |  |  | Siemens Sitrans |  |  | CO(133565) | Flue gas | 40 |  | RTD, PT-100 | 4 -20 mA | 400 |  |  | -50 | 400 | o C | 5 | C | * | 90021475 |  |  |  |  | 7MC1007-7DA16-Z+T10+Y11+Y33+Y98+Y99
13 | TT-11204-16 |  | CO2 gas Flue gas cooler |  |  | Siemens Sitrans |  |  | CO(133565) | Process water |  |  | RTD, PT-100 | 4 -20 mA |  |  |  | -50 | 400 | o C | 5 | C | * | [5 empty] | 7MC1007-5DA11-Z+T10+Y11+Y01
14 | TT-11302-06 |  | CO2 gas Exhauster |  |  | Siemens Sitrans |  |  | CO(133566) | Flue gas |  |  | RTD, PT-100 | 4 -20 mA | 400 |  |  | -50 | 400 | o C | 5 | C | * | 90021475
15 | TT-11400-15 |  | CO2 gas Absorber top |  |  | Siemens Sitrans |  |  | CO(009610) | MEA Vapour |  |  | RTD, PT-100 | 4 -20 mA | 400 |  |  | -50 | 400 | o C | 5 | C | * | 90021475
16 | TT-11402-24 |  | CO2 gas MEA Filter |  |  | Siemens Sitrans |  |  | CO(009610) | MEA |  |  | RTD, PT-100 | 4 -20 mA |  |  |  | -50 | 400 | o C | 5 | C | * | [5 empty] | 7MC1007-5DA11-Z+T10+Y11+Y01
17 | TT-11403-06 |  | CO2 gas MEA Filter |  |  | Siemens Sitrans |  |  | CO(009610) | MEA | 40 |  | RTD, PT-100 | 4 -20 mA |  |  |  | -50 | 400 | o C | 5 | C | * | [5 empty] | 7MC1007-5DA11-Z+T10+Y11+Y01
18 | TT-11403-20 |  | CO2 gas MEA FILTER |  |  | Siemens Sitrans |  |  | CO(009610) | MEA |  |  | RTD, PT-100 | 4 -20 mA |  |  |  | -50 | 400 | o C | 5 | C | * | [5 empty] | 7MC1007-5DA11-Z+T10+Y11+Y01
19 | TT-11405-01 |  | CO2 gas Absorber cooler |  |  | Siemens Sitrans |  |  | CO(009610) | Process water | 48 |  | RTD, PT-100 | 4 -20 mA |  |  |  | -50 | 400 | o C | 5 | C | *
20 | TT-11500-12 |  | CO2 gas Stripper |  |  | Siemens Sitrans |  |  | CO(009610) | MEA |  |  | RTD, PT-100 | 4 -20 mA | 400 |  |  | -50 | 400 | o C | 5 | C | * | 90021475
21 | TT-11500-22 |  | CO2 gas Stripper |  |  | Siemens Sitrans |  |  | CO(009610) | MEA |  |  | RTD, PT-100 | 4 -20 mA | 400 |  |  | -50 | 400 | o C | 5 | C | * | 90021475 |  |  |  |  | 7MC1007-7DA16-Z+T10+Y11+Y33+Y98+Y99
22 | TT-11501-04 |  | CO2 gas MEA filter |  |  | Siemens Sitrans |  |  | CO(009610) | MEA |  |  | RTD, PT-100 | 4 -20 mA |  |  |  | -50 | 400 | o C | 5 | C | * | [5 empty] | 7MC1007-5DA11-Z+T10+Y11+Y01
23 | TT-11503-11 |  | CO2 gas MEA filter |  |  | Siemens Sitrans |  |  | CO(009610) | MEA |  |  | RTD, PT-100 | 4 -20 mA |  |  |  | -50 | 400 | o C | 5 | C | * | [5 empty] | 7MC1007-5DA11-Z+T10+Y11+Y01
24 | TT-12301-05 |  | CO2 gas Gas cooler |  |  | Siemens Sitrans |  |  | CO(133567) | CO2 gaseous |  |  | RTD, PT-100 | 4 -20 mA | 100 |  |  | -50 | 400 | o C | 5 | C | * | 90021188 |  |  |  |  | 7MC1007-5DA11-Z+T10+Y11+Y01
25 | TT-50302-02 |  | CO2 gas Cooling water in |  |  | Siemens Sitrans |  |  | CO(222066) | CWS |  |  | RTD, PT-100 | 4 -20 mA | 160 |  |  | -50 | 400 | o C | 5 | C | * | 90021476 |  |  |  |  | 7MC1007-5DA11-Z+T10+Y11+Y01
26 | TT-50302-03 |  | CO2 gas Cooling water out |  |  | Siemens Sitrans |  |  | CO(222066) | CWR |  |  | RTD, PT-100 | 4 -20 mA | 160 |  |  | -50 | 400 | o C | 5 | C | * | 90021476
27 | TS-A20104-07 |  | CO2 gas CO2 Compr 1st. |  |  | FEMA |  |  |  | Coolant water |  |  |  | Contact |  |  |  | 40 | 100 | o C | 5 | C | * | [5 empty] | EX-TAM-490
H-922 PROJECT
1 | 55TT655TT6 |  | Water inlet |  |  | ELF |  |  |  | Water | 134 | 16 | RTD, PT-100 | 4 -20 mA |  |  |  | 0 | 450 | o C | 125 | C, S, E | ***
2 | 55TT755TT7 |  | Water outlet |  |  | ELF |  |  |  | water | 165 | 16 | RTD, PT-100 | 4 -20 mA |  |  |  | 0 | 450 | o C | 125 | C, S, E | ***
3 | 55TT855TT8 |  | Fluegas inlet |  |  | ELF |  |  |  | Fluegas | 250 | atm | RTD, PT-100 | 4 -20 mA |  |  |  | 0 | 450 | o C | 125 | C, S, E | ***
4 | 56TT256TT2 |  | Fluegas inlet |  |  | ELF |  |  |  | Fluegas | 131 | atm | RTD, PT-100 | 4 -20 mA |  |  |  | 0 | 450 | o C | 125 | C, S, E | ***
5 | TI-9222 |  | H-922 |  |  | Siemens |  |  |  | Natural gas | 30 | 3 | RTD, PT-100 | 4 -20 mA |  | BSP, 1/2G |  | 0 | 100 | o C | 125 | C, S, E | ***
CO2 LIQUID
1 | TT-10101-01 |  | CO2 Liq RIO-101 |  |  | Siemens |  |  | 00792.101.101.01 | Fluegas | 229 | -0.02 | RTD, Pt-100 | 4-20 mA | - | BSP Tread 1/2" |  | -50 | 400 | C | 5 | C | *
2 | TT-10102-02 |  | CO2 Liq RIO-101 |  |  | Siemens |  |  |  | Fluegas | 151 | -0.04 | RTD, Pt-100 | 4-20 mA | - | BSP Tread 1/2" |  | -50 | 400 | C | 5 | C | *
3 | TT-10400-05-L |  | CO2 Liq RIO-104 |  |  | Siemens |  |  | CO(009611) | MEA | 140 | 0.02 | RTD, Pt-100 | 4-20 mA | - | BSP Tread 1/2" |  | -50 | 400 | C | 5 | C | *
4 | TT-10402-17 |  | CO2 Liq RIO-104 | Sitrans TS500/ 7MC7511-1JA01-9BA1-Z T10+ | N1ED6168 | Siemens |  |  |  | MEA | 140 | 21.06 | RTD, Pt-100 | 4-20 mA | - | BSP Tread 1/2" |  | -50 | 400 | C | 5 | C | *
5 | TT-10402-19 |  | CO2 Liq RIO-104 |  |  | Siemens |  |  |  | MEA | 120 | 0.02 | RTD, Pt-100 | 4-20 mA | - | BSP Tread 1/2" |  | -50 | 400 | C | 5 | C | *
6 | TT-10408-16 |  | CO2 Liq RIO-104 | Sitrans TS500/ 7MC7511-1JA01-9BA1-Z T10+ | N1ED6169 | Siemens |  |  |  | MEA | 120 | 3.5 | RTD, Pt-100 | 4-20 mA | - | BSP Tread 1/2" |  | -50 | 400 | C | 5 | C | *
7 | TT-10417-14 |  | CO2 Liq RIO-104 |  |  | Siemens |  |  |  | MEA | 113 | 3.5 | RTD, Pt-100 | 4-20 mA | - | BSP Tread 1/2" |  | -50 | 400 | C | 5 | C | *
8 | TT-11209-01 |  | CO2 Liq RIO114-2 |  |  | Siemens |  |  |  | Fluegas | 35 | -0.035 | RTD, Pt-100 | 4-20 mA | 400 | BSP Tread 1/2" |  | -50 | 400 | C | 5 | C | *
9 | TT-11302-05 |  | CO2 Liq RIO114-2 | Sitrans TS500/ 7MC7511-1CA04-9BA1-Z T10+ | N1E16312 | Siemens |  |  |  | Fluegas | 43 | 0.011 | RTD, Pt-100 | 4-20 mA | 400 | BSP Tread 1/2" |  | -50 | 400 | C | 5 | C | *
10 | TT-11409-02 |  | CO2 Liq RIO114-2 | Sitrans TS500/ 7MC7511-1CA01-9BA1-Z T10+ | N1ED6175 | Siemens |  |  |  | Water | 45 | 5.5 | RTD, Pt-100 | 4-20 mA | - | BSP Tread 1/2" |  | -50 | 400 | C | 5 | C | * | CO(009610)
11 | TT-11430-02 |  | CO2 Liq RIO114-3 | Sitrans TS500/ 7MC7511-1CA01-9BA1-Z T10+ | N1ED6176 | Siemens |  |  |  | MEA | 40 | 3 | RTD, Pt-100 | 4-20 mA | 400 | BSP Tread 1/2" |  | -50 | 400 | C | 5 | C | *
12 | TT-11431-01 |  | CO2 Liq RIO114-3 | Sitrans TS500/ 7MC7511-1CA01-9BA1-Z T10+ | N1ED6178 | Siemens |  |  |  | MEA | 73 | 3.5 | RTD, Pt-100 | 4-20 mA | 400 | BSP Tread 1/2" |  | -50 | 400 | C | 5 | C | *
13 | TT-11433-03 |  | CO2 Liq RIO114-2 |  |  | Siemens |  |  |  | Steam | 49.61 | 1 | RTD, Pt-100 | 4-20 mA | - | BSP Tread 1/2" |  | -50 | 400 | C | 5 | C | *
14 | TT-11500-11 |  | CO2 Liq RIO-103 |  |  | Siemens |  |  |  | MEA | 120 | 0.83 | RTD, Pt-100 | 4-20 mA | 400 | BSP Tread 1/2" |  | -50 | 400 | C | 5 | C | *
15 | TT-11500-13 |  | CO2 Liq RIO-103 |  |  | Siemens |  |  |  | CO2 gas | 99.5 | 0.83 | RTD, Pt-100 | 4-20 mA | 400 | BSP Tread 1/2" |  | -50 | 400 | C | 5 | C | *
16 | TT-11510-01 |  | CO2 Liq RIO114-3 | Sitrans TS500/ 7MC7511-1CA01-9BA1-Z T10+ | N1ED6177 | Siemens |  |  |  | MEA | 104 | 2.7 | RTD, Pt-100 | 4-20 mA | - | BSP Tread 1/2" |  | -50 | 400 | C | 5 | C | *
17 | TT-11522-01 |  | CO2 Liq RIO-103 | Sitrans TS500/ 7MC7511-1CA04-9CC1-Z T10+ | N1ED6184 | Siemens |  |  |  | CO2 gas | 40 | 0.6 | RTD, Pt-100 | 4-20 mA | - | BSP Tread 1/2" |  | -50 | 400 | C | 5 | C | *
18 | TT-11615-01 |  | CO2 Liq RIO-103 |  |  | Siemens |  |  |  | MEA | 103 | 3.6 | RTD, Pt-100 | 4-20 mA | - | BSP Tread 1/2" |  | -50 | 400 | C | 5 | C | *
19 | TT-12302-02 |  | CO2 Liq RIO-103 |  |  | Siemens |  |  |  | CO2 gas | 38 | 0.4 | RTD, Pt-100 | 4-20 mA | - | BSP Tread 1/2" |  | -50 | 400 | C | 5 | C | *
20 | TT-33502-02 |  | CO2 Liq RIO-361 |  |  | Siemens |  |  |  | Amonia | 7 | 4.3 | RTD, Pt-100 | 4-20 mA | - | BSP Tread 1/2" |  | -50 | 400 | C | 5 | C | *
21 | TT-33503-20 |  | CO2 Liq RIO-361 |  |  | Siemens |  |  |  | CO2 gas | 10 | 17.3 | RTD, Pt-100 | 4-20 mA | - | BSP Tread 1/2" |  | -50 | 400 | C | 5 | C | *
22 | TT-36100-09A |  | CO2 Liq RIO-361 |  |  | Siemens |  |  | CO(105281) | CO2 gas | 240 | 17.3 | RTD, Pt-100 | 4-20 mA | - | BSP Tread 1/2" |  | -50 | 400 | C | 5 | C | *
23 | TT-36100-09B |  | CO2 Liq RIO-361 |  |  | Siemens |  |  | CO(105281) | CO2 gas | 240 | 17.3 | RTD, Pt-100 | 4-20 mA | - | BSP Tread 1/2" |  | -50 | 400 | C | 5 | C | *
24 | TT-36104-06 |  | CO2 Liq RIO-361 | Sitrans TS500/ 7MC7511-1CA01-9BA1-Z T10+ | N1ED5744 | Siemens |  |  |  | CO2 gas | 40 | 1 | RTD, Pt-100 | 4-20 mA | - | BSP Tread 1/2" |  | -50 | 400 | C | 5 | C | *
25 | TT-36128-04 |  | CO2 Liq RIO-361 |  |  | Siemens |  |  |  | CO2 gas | 16 | 17.2 | RTD, Pt-100 | 4-20 mA | - | BSP Tread 1/2" |  | -50 | 400 | C | 5 | C | *
26 | TI-36104-02 |  | CO2 Liq | [5 empty] | CO(105281)
27 | TS-36104-03 |  | CO2 Liq | [5 empty] | CO(105281)
28 | TT-37320-03 |  | CO2 Liq RIO-381 | Sitrans TS500/ 7MC7511-1CA04-9CC1-Z T10+ | N1ED6183 | Siemens |  |  |  | Liquid CO2 | 22 | -22 | RTD, Pt-100 | 4-20 mA | - | BSP Tread 1/2" |  | -50 | 400 | C | 5 | C | *
29 | TT-40101-01 |  | CO2 Liq RIO-401 |  |  | Siemens |  |  |  | Amonia | -23 | 0.5 | RTD, Pt-100 | 4-20 mA | - | BSP Tread 1/2" |  | -50 | 400 | C | 5 | C | *
30 | TT-40102-02A |  | CO2 Liq RIO-401 | Sitrans TS500/ 7MC7511-1CA04-9BA1-Z C20+ T20+ | N1F16353 | Siemens |  |  |  | Amonia | 75 | 16.5 | RTD, Pt-100 | 4-20 mA | - | BSP Tread 1/2" |  | -50 | 400 | C | 5 | C | *
31 | TT-40102-02B |  | CO2 Liq RIO-401 |  |  | Siemens |  |  |  | Amonia | 75 | 16.5 | RTD, Pt-100 | 4-20 mA | - | BSP Tread 1/2" |  | -50 | 400 | C | 5 | C | *
32 | TT-40102-02C |  | CO2 Liq RIO-401 | Sitrans TS500/ 7MC7511-1CA04-9BA1-Z C20+ T20+ | N1F16354 | Siemens |  |  |  | Amonia | 75 | 16.5 | RTD, Pt-100 | 4-20 mA | - | BSP Tread 1/2" |  | -50 | 400 | C | 5 | C | *
33 | TT-40113-03 |  | CO2 Liq RIO-401 | Sitrans TS500/ 7MC7511-1CA01-9BA1-Z T10+ | N1ED6180 | Siemens |  |  |  | Oil | 45 | 0.5 | RTD, Pt-100 | 4-20 mA | - | BSP Tread 1/2" |  | -50 | 400 | C | 5 | C | *
34 | TT-50101-02 |  | CO2 Liq RIO-112 |  |  | Siemens |  |  |  | Water | 28 | 3 | RTD, Pt-100 | 4-20 mA | 160 | BSP Tread 1/2" |  | -50 | 400 | C | 5 | C | *
35 | TT-50102-02 |  | CO2 Liq RIO-112 |  |  | Siemens |  |  |  | Water | 40 | 1 | RTD, Pt-100 | 4-20 mA | 160 | BSP Tread 1/2" |  | -50 | 400 | C | 5 | C | *
36 | TT-A20102-02 |  | CO2 Liq RIO-201A | Sitrans TS500/ 7MC7511-1CA01-9BA1-Z T10+ | N1EO7724 | Siemens |  |  |  | CO2 gas | 32 | 4.9 | RTD, Pt-100 | 4-20 mA | - | BSP Tread 1/2" |  | -50 | 400 | C | 5 | C | *
37 | TT-A20104-01 |  | CO2 Liq RIO-201A |  |  | Siemens |  |  |  | CO2 gas | 28 | 17.2 | RTD, Pt-100 | 4-20 mA | - | BSP Tread 1/2" |  | -50 | 400 | C | 5 | C | *
38 | TT-B20102-02 |  | CO2 Liq RIO-201B | Sitrans TS500/ 7MC7511-1CA01-9BA1-Z T10+ | N1ED5741 | Siemens |  |  |  | CO2 gas | 32 | 4.9 | RTD, Pt-100 | 4-20 mA | - | BSP Tread 1/2" |  | -50 | 400 | C | 5 | C | *
39 | TT-B20104-01 |  | CO2 Liq RIO-201B | Sitrans TS500/ 7MC7511-1CA01-9BA1-Z T10+ | N1EO8175 | Siemens |  |  |  | CO2 gas | 28 | 17.2 | RTD, Pt-100 | 4-20 mA | - | BSP Tread 1/2" |  | -50 | 400 | C | 5 | C | *
40 | TS-11310-05 |  | CO2 Liq RIO-101 |  |  | Bevi |  |  |  | atm | 40 | atm | PTC | TS | - | - |  | - | - | - | 5 | C | *
41 | TS-40100-01A |  | CO2 Liq RIO-401 |  |  | Bitzer |  |  |  | atm | 40 | atm | PTC | TS | - | - |  | - | - | - | 5 | C | *
42 | TS-40100-01B |  | CO2 Liq RIO-401 |  |  | Bitzer |  |  |  | atm | 40 | atm | PTC | TS | - | - |  | - | - | - | 5 | C | *
43 | TS-40100-01C |  | CO2 Liq RIO-401 |  |  | Bitzer |  |  |  | atm | 40 | atm | PTC | TS | - | - |  | - | - | - | 5 | C | *
44 | TS-40102-02 |  | CO2 Liq RIO-401 |  |  | Jumo |  |  |  | Oil | 45 | 17 | Pt-100 | TS | - | - |  | -50 | 120 | C | 5 | C | *
45 | TE-11300-03 |  | CO2 Liq RIO114-2 |  |  | Bevi |  |  |  | atm | 40 | atm | PTC | 4-20 mA | - | - |  | 0 | 150 | C | 5 | C | *
46 | TE-A20108-01 |  | CO2 Liq RIO-201A | Sitran TS100/ 7MC7111-6DB11-Z | N1F39333 | Siemens |  |  |  | Water | 45 | 1 | RTD, Pt-100 | 4-20 mA | - | BSP Tread 1/2" |  | 0 | 150 | C | 5 | C | *
47 | TE-A20108-02 |  | CO2 Liq RIO-201A | Sitran TS100/ 7MC7111-6DB11-Z | N1F39332 | Siemens |  |  |  | Water | 45 | 1 | RTD, Pt-100 | 4-20 mA | - | BSP Tread 1/2" |  | 0 | 150 | C | 5 | C | *
48 | TE-B20108-01 |  | CO2 Liq RIO-201B | Sitran TS100/ 7MC7111-6DB11-Z | N1F39334 | Siemens |  |  |  | Water | 45 | 1 | RTD, Pt-100 | 4-20 mA | - | BSP Tread 1/2" |  | 0 | 150 | C | 5 | C | *
49 | TE-B20108-02 |  | CO2 Liq RIO-201B | Sitran TS100/ 7MC7111-6DB11-Z | N1F39331 | Siemens |  |  |  | Water | 45 | 1 | RTD, Pt-100 | 4-20 mA | - | BSP Tread 1/2" |  | 0 | 150 | C | 5 | C | *
50 | TI-10302-11 |  | CO2 Liq RIO-103 |  |  | Siemens |  |  |  | Steam | 140 | 1.55 | RTD, Pt-100 | 4-20 mA | - | BSP Tread 1/2" |  | -50 | 400 | C | 5 | C | *
H-923
1 | TI-9232 |  | H-923 |  |  | Okazaki |  |  |  | Natural Gas |  |  | RTD, PT-100 | 4 -20 mA |  | BSP Tread 1/2" |  | 0 |  | o C | 5 | C | *
N2 Generator
1 | TSHH-11 |  | N2 Gen. Control panel | [6 empty] | Temperature switch | [10 empty] | 5 | C | *
2 | TT-01 |  | N2 Gen. Canopy | [6 empty] | Ambient | [10 empty] | 5 | C | *
3 | TT-11 |  | N2 Gen. Canopy | [6 empty] | Element outlet | [10 empty] | 5 | C | *
4 | TT-90 |  | N2 Gen. Canopy | [6 empty] | Lat Dryer | [10 empty] | 5 | C | *
5 | TT-51 |  | N2 Gen. Canopy | [6 empty] | Cooling water in | [10 empty] | 5 | C | *
6 | TT-52 |  | N2 Gen. Canopy | [6 empty] | cooling water out | [10 empty] | 5 | C | *
7 | TT-53 |  | N2 Gen. Canopy | [6 empty] | Energy recovery in | [10 empty] | 5 | C | *
8 | TT-54 |  | N2 Gen. Canopy | [6 empty] | Energy recovery out | [10 empty] | 5 | C | *
R-410B
1 | TI-4101B | D-411B | Lt2 D-411B | R4-92197 |  | Okazaki |  |  |  | 2EH,EPA | 67 | 2.8 | RTD | PT100 | 400 | 150LB 1" RF |  | 0 | 200 | C
2 | TC-4102B | R-410B FEED | Lt3 E-411B | R4-92197 |  | Okazaki |  |  |  | 2EH,EPA | 59 | 41 | RTD | PT100 | 250 | 600LB 1" RF |  | 0 | 200 | C
3 | TI-4105B | R-410B = 1 UPPER | Lt4 R-410B | T4-93774 |  | Okazaki |  |  |  | 2EH | 100 | 40 | T/C | K | 1120 | 600LB 1" RF |  | 0 | 200 | C
4 | TI-4106B | R-410B = 1 UPPER | Lt4 R-410B | T4-93774 |  | Okazaki |  |  |  | 2EH | 100 | 40 | T/C | K | 1120 | 600LB 1" RF |  | 0 | 200 | C
5 | TI-4107B | R-410B = 1 UPPER | Lt3 R-410B | T4-93774 |  | Okazaki |  |  |  | 2EH | 100 | 40 | T/C | K | 1120 | 600LB 1" RF |  | 0 | 200 | C
6 | TI-4108B | R-410B = 1 UPPER | Lt3 R-410B | T4-93774 |  | Okazaki |  |  |  | 2EH | 100 | 40 | T/C | K | 1120 | 600LB 1" RF |  | 0 | 200 | C
7 | TI-4109B | R-410B = 1 UPPER | Lt2 R-410B | T4-93774 |  | Okazaki |  |  |  | 2EH | 100 | 40 | T/C | K | 1120 | 600LB 1" RF |  | 0 | 200 | C
8 | TI-4110B | R-410B = 1 UPPER | Lt2 R-410B | T4-93774 |  | Okazaki |  |  |  | 2EH | 100 | 40 | T/C | K | 1120 | 600LB 1" RF |  | 0 | 200 | C
9 | TI-4111B | R-410B = 1 UPPER | Lt2 R-410B | T4-93774 |  | Okazaki |  |  |  | 2EH | 100 | 40 | T/C | K | 1120 | 600LB 1" RF |  | 0 | 200 | C
10 | TI-4112B | R-410B = 1 UPPER | Lt1 R-410B | T4-93774 |  | Okazaki |  |  |  | 2EH | 100 | 40 | T/C | K | 1120 | 600LB 1" RF |  | 0 | 200 | C |  | C | * | 90004061
11 | TS-4113B | R-410B SD | Lt1 R-410B | R4-92197 |  | Okazaki |  |  |  | 2EH | 100 | 40 | RTD | PT100 | 400 | 600LB 1" RF |  | 0 | 200 | C |  | C | *
12 | TI-4114B | D-412B | Lt1 D-412B | R4-92197 |  | Okazaki |  |  |  | 2EH | 129 | 4.5 | RTD | PT100 | 400 | 150LB 1" RF |  | 0 | 200 | C
13 | TC-4115B | E-413B OUT | Lt2 E-413B | R4-92197 |  | Okazaki |  |  |  | 2EH | 62 | 4.5 | RTD | PT100 | 250 | 150LB 1" RF |  | 0 | 200 | C
14 | TI-4116B | D-416B OUT | Lt1 D-416B | R4-92197 |  | Okazaki |  |  |  | H2,N2 | 40 | 39 | RTD | PT100 | 250 | 600LB 1" RF |  | 0 | 200 | C
R-510B
1 | TI-5101B | D-511B | Lt2 D-511B | R4-92197 |  | Okazaki |  |  |  | NBA,NBD | 39 | 2.8 | RTD | PT100 | 400 | 150LB 1" RF |  | 0 | 200 | C
2 | TC-5102B | R-510B FEED | Lt3 E-511B | R4-92197 |  | Okazaki |  |  |  | NBA,NBD | 45 | 40.9 | RTD | PT100 | 250 | 600LB 1" RF |  | 0 | 150 | C
3 | TI-5105B | R-510B =1 UPPER | Lt4 R-510B | T4-93772 |  | Okazaki |  |  |  | NBA | 105 | 40 | T/C | K | 635&310 | 600LB 1" RF |  | 0 | 200 | C | [8 empty] | DOUBLE ELEMENT
4 | TI-5106B | R-510B =1 UPPER | Lt4 R-510B | T4-93772 |  | Okazaki |  |  |  | NBA | 105 | 40 | T/C | K | 635&310 | 600LB 1" RF |  | 0 | 200 | C | [8 empty] | DOUBLE ELEMENT
5 | TI-5107B | R-510B =1 UPPER | Lt3 R-510B | T4-93772 |  | Okazaki |  |  |  | NBA | 105 | 40 | T/C | K | 635&310 | 600LB 1" RF |  | 0 | 200 | C | [8 empty] | DOUBLE ELEMENT
6 | TI-5108B | R-510B =1 UPPER | Lt3 R-510B | T4-93772 |  | Okazaki |  |  |  | NBA | 105 | 40 | T/C | K | 635&310 | 600LB 1" RF |  | 0 | 200 | C | [8 empty] | DOUBLE ELEMENT
7 | TI-5109B | R-510B =1 UPPER | Lt2 R-510B | T4-93772 |  | Okazaki |  |  |  | NBA | 105 | 40 | T/C | K | 635&310 | 600LB 1" RF |  | 0 | 200 | C | [8 empty] | DOUBLE ELEMENT
8 | TI-5110B | R-510B =1 UPPER | Lt2 R-510B | T4-93772 |  | Okazaki |  |  |  | NBA | 105 | 40 | T/C | K | 635&310 | 600LB 1" RF |  | 0 | 200 | C | [8 empty] | DOUBLE ELEMENT
9 | TI-5111B | R-510B =1 UPPER | Lt2 E-514 | T4-93772 |  | Okazaki |  |  |  | NBA | 105 | 40 | T/C | K | 635&310 | 600LB 1" RF |  | 0 | 200 | C | [8 empty] | DOUBLE ELEMENT
10 | TI-5112B | R-510B =1 UPPER | Lt1 R-510B | T4-93772 |  | Okazaki |  |  |  | NBA | 105 | 40 | T/C | K | 635&310 | 600LB 1" RF |  | 0 | 200 | C |  | C | * | [5 empty] | DOUBLE ELEMENT
11 | TS-5113B | R-510B SD | Lt1 R-510B | R4-92197 |  | Okazaki |  |  |  | NBA | 105 | 40 | RTD | PT100 | 400 | 600LB 1" RF |  | 0 | 200 | C |  | C | *
12 | TI-5114B | D-512B | Lt1 D-512B | R4-92197 |  | Okazaki |  |  |  | NBA | 106 | 4.5 | RTD | PT100 | 400 | 150LB 1" RF |  | 0 | 200 | C
13 | TC-5115B | E-513B OUT | Lt2 E-513B | R4-92197 |  | Okazaki |  |  |  | NBA,NBAHB | 40 | 3.2 | RTD | PT100 | 250 | 150LB 1" RF |  | 0 | 150 | C
T-170
1 | TI-1701 | T-170 BOTTOM | Lt1 T-170 | R4-92197 |  | Okazaki |  |  |  | IBD | 120 | 0.08 | RTD | PT100 | 400 | 150LB 1" RF |  | 0 | 200 | C |  |  |  | MTL22534
2 | TI-1702 | T-170 TOP | Lt4 T-170 | R4-92197 |  | Okazaki |  |  |  | IBD | 117 | 0.03 | RTD | PT100 | 400 | 150LB 1" RF |  | 0 | 200 | C |  |  |  | MTL22534
3 | TI-1703 | D-175 | Lt2 D-175 | R4-92197 |  | Okazaki |  |  |  | IBD | 40 | 0.03 | RTD | PT100 | 400 | 150LB 1" RF |  | 0 | 200 | C |  |  |  | MTL22534
4 | TI-1704 | E-175 TO E-526 | Lt4 E-175 | R4-92197 |  | Okazaki |  |  |  | IBD | 40 | 0.03 | RTD | PT100 | 250 | 150LB 1" RF |  | 0 | 200 | C |  |  |  | MTL22672
5 | TI-1705 | E-175 | E-175 | R4-92197 |  | Okazaki |  |  |  | IBD |  |  | RTD | PT100 | 250 | 150LB 1" RF |  | 0 | 200 | C |  |  |  | MTL22672
6 | TI-1706 | T-170 #2 | Lt2 T-170 | R4-92197 |  | Okazaki |  |  |  | IBD |  |  | RTD | PT100 | 250 | 150LB 1" RF |  | 0 | 200 | C |  |  |  | MTL22672
7 | TI-1710 | TK- 172 | Lt1 TK-172 | R4-92197 |  | Okazaki |  |  |  | IBD | 40 | 0.005 | RTD | PT100 | 400 | 150LB 2" RF |  | 0 | 200 | C |  |  |  | MTL22797
FOL Separator
1 | TI-9621 | Temperature sensor | Fol Separator | HTM128 |  | Nanjing Hangjia |  |  |  | FOL |  |  | RTD | PT100 |  |  |  | 50 | 200 | C
Total Equipment |  |  | 468 | [5 empty] | 371
Menu

## 5
Equipment List of PRESSURE GAUGE
Note :
C : Critical; S : Safety; E : Environment
NO | TAG NO. | SERVICE | LOCATION | MODEL | P & ID No | MFG | FLUID NAME | PRESS. (kg/cm2G) | TEMP. (oC) | RANGE |  |  | Category |  | Installed | Item Code | COMPLEX GRADE | REMARK
[10 empty] | LO | HI | UNIT | Score | Grade | Date
1 | PG-01 | Pilot plant | Pilot plant |  | CO2 LIQ | Wika |  |  |  | 0 | 60 | kg/cm2G | [6 empty] | S24/OP-041 | 010
2 | PG-02 | Pilot plant | Pilot plant |  | CO2 LIQ | Wika |  |  |  | 0 | 60 | kg/cm2G | [6 empty] | S24/OP-041 | 020
3 | PG-03 | Pilot plant | Pilot plant |  | P205-70900-1 | Wika |  |  |  | 0 | 60 | kg/cm2G | [6 empty] | OP-041 | 030
4 | PG-0011 | Burner Maxon | Burner Maxon | [6 empty] | 0 | 160 | mBar | [7 empty] | 000
5 | PG-0072 | Burner Maxon | Burner Maxon | [6 empty] | 0 | 30 | ln.WC | [7 empty] | 000
6 | PG-0073 | Burner Maxon | Burner Maxon | [6 empty] | 0 | 30 | ln.WC | [7 empty] | 000
7 | PG-0151 | PROCESS GAS FROM R-011 |  | PBX 100 XA | P205-01100 | Rueger | PNG | 15.8 | 360 | 0 | 25 | Kg/cm2G | [6 empty] | S1 | 010
8 | PG-0152 | MP STEAM FROM HEADER |  | PBX 100 XA | P205-01100 | Rueger | MPS | 16.5 | 205 | 0 | 25 | Kg/cm2G | [6 empty] | S1 | 010
9 | PG-0153 | NATURAL GAS FROM BL |  | PBX 100 XA | P205-01100 | Rueger | PNG | 18.3 | 82 | 0 | 25 | Kg/cm2G | [6 empty] | S1 | 010
10 | PG-0155 | H2 RECYCLE FROM C-011 |  | PBX 100 XA |  | Rueger | GHY | 42 | 42 | 0 | 70 | Kg/cm2G | [7 empty] | 010
11 | PG-0156 | MP STEAM TO PROCESS GAS |  | PBX 100 XA | P205-01100 | Rueger | MPS | 13.9 | 205 | 0 | 25 | Kg/cm2G | [6 empty] | S1 | 010
12 | PG-0157 | CO2 ADDITION DURING START-UP |  | PBX 100 XA | P205-01100 | Rueger | CO2 | 5 | 40 | 0 | 25 | Kg/cm2G | [6 empty] | S1 | 010
13 | PG-0160 | COMBUSTION AIR TO E-015 |  | PCX 160 XB |  | Rueger | COMBUSTION AIR | 500mmH2O | 33 | 0 | 1000 | mmH2O | [7 empty] | 010
14 | PG-0161 | COMBUSTION AIR TO H-011 |  | PCX 160 XB |  | Rueger | COMBUSTION AIR | 500mmH2O | 130 | 0 | 1000 | mmH2O | [7 empty] | 010
15 | PG-0162 | FLUE GAS AFTER E-015 |  | PCX 160 XB | P205-01200 | Rueger | FLUE GAS | -200mmH2O | 150 | -600 | 0 | mmH2O | [6 empty] | S2 | 010
16 | PG-0163 | NATURAL GAS FROM E-012 |  | PBX 100 XA | P205-01200 | Rueger | PNG | 16.9 | 370 | 0 | 25 | Kg/cm2G | [6 empty] | S2 | 010
17 | PG-0164 | PROCESS TO E-010 |  | PBX 100 XA | P205-01200 | Rueger | P | 13.9 | 244 | 0 | 25 | Kg/cm2G | [6 empty] | S2 | 010
18 | PG-0165 | FLUE GAS WHS |  | PPC 144x72 | P205-01200 | Rueger | FLUE GAS | -5mmH2O | 1060 | -30 | 30 | mmH2O | [6 empty] | S2 | 010
19 | PG-0167 | FUEL GAS TO BURNER H-011 |  | PBX 100 XA | P205-01300 | Rueger | FNG | 0.2 | 15.6 | 0 | 0.6 | Kg/cm2G | [6 empty] | S3 | 010
20 | PG-0168 | OFF GAS OCTANOL UNIT |  | PBX 100 XA | P205-01300 | Rueger | FNG | 2 | 20 | 0 | 6 | Kg/cm2G | [6 empty] | S3 | 010
21 | PG-0169 | OFF GAS FROM U-031 & U-041 |  | PBX 100 XA | P205-01300 | Rueger | FNG | 0.25 | 40 | 0 | 0.6 | Kg/cm2G | [6 empty] | S3 | 010
22 | PG-0170 | OFF GA STO BURNER H-011 |  | PBX 100 XA | P205-01300 | Rueger | FNG | 0.2 | 40 | 0 | 0.6 | Kg/cm2G | [6 empty] | S3 | 010
23 | PG-0173 | PROCESS GAS FROM E-010 |  | PBX 100 XA | P205-01300 | Rueger | P | 12.4 | 520 | 0 | 20 | Kg/cm2G | [6 empty] | S3 | 010
24 | PG-0175 | STEAM DRUM D-011 |  | PBX 100 XA | P205-01400 | Rueger | MPS | 16.5 | 205 | 0 | 25 | Kg/cm2G | [6 empty] | S4 | 010
25 | PG-0177 | PROCESS GAS TO E-017 |  | PBX 100 XA | P205-01400 | Rueger | P | 9 | 240 | 0 | 15 | Kg/cm2G | [6 empty] | S4 | 010
26 | PG-0178 | PROCESS GAS TO E-018 |  | PBX 100 XA | P205-01400 | Rueger | P | 8.8 | 140 | 0 | 15 | Kg/cm2G | [6 empty] | S4 | 010
27 | PG-0179 | BFW FROM BL |  | PBX 100 XA | P205-01400 | Rueger | BFW | 24 | 130 | 0 | 50 | Kg/cm2G | [6 empty] | S4 | 010
28 | PG-0182 | PHOSPHATE SOLUTION FROM P-011 |  | PBX 100 XA |  | Rueger | PHS | 21.6 | AMB | 0 | 35 | Kg/cm2G | [7 empty] | 010
29 | PG-0183 | PHOSPHATE SOLUTION FROM P-011 |  | PBX 100 XA | P205-01400 | Rueger | PHS | 21.6 | AMB | 0 | 35 | Kg/cm2G | [6 empty] | S4 | 010
30 | PG-0184 | PROCESS GAS TO E-019 |  | PBX 100 XA | P205-01500 | Rueger | P | 8.6 | 70 | 0 | 15 | Kg/cm2G | [6 empty] | S5 | 010
31 | PG-0186 | PROCESS GAS TO T-021 |  | PBX 100 XA |  | Rueger | P | 8.4 | 50 | 0 | 15 | Kg/cm2G | [7 empty] | 010
32 | PG-0187 | PROCESS GAS TO T-021 |  | PBX 100 XA | P205-01500 | Rueger | PROCESS GAS | 8.4 | 50 | 0 | 15 | Kg/cm2G | [6 empty] | S5 | 010
33 | PG-0188 | MP STEAM FROM D-011 |  | PBX 100 XA | P206-01100 | Rueger | MPS | 16.5 | 205 | 0 | 25 | Kg/cm2G | [6 empty] | S19 | 010
34 | PG-0189 | START-UP HIDROGEN FROM C-013 |  | PBX 100 XA | P205-01100 | Rueger | P | 23.9 | 42 | 0 | 50 | Kg/cm2G | [6 empty] | S1 | 010
35 | PG-0252 | LP STEAM TO E-021 |  | PBX 100 XA | P205-02100 | Rueger | LPS | 3.7 | 170 | 0 | 6 | Kg/cm2G | [6 empty] | S6 | 020
36 | PG-0253 | STRIPPER REBOILER E-021 |  | PBX 100 XA | P205-02100 | Rueger | MES | 1.7 | 133 | 0 | 6 | Kg/cm2G | [6 empty] | S6 | 020
37 | PG-0255 | CO2 STRIPPER T-022 |  | PBX 100 XA |  | Rueger | MES | 1.7 | 133 | 0 | 4 | Kg/cm2G | [6 empty] | S6, S8 | 020
38 | PG-0256 | CO2 RICH GA S TO E-023 |  | PBX 100 XA | P205-02100 | Rueger | P | 1.6 | 115 | 0 | 4 | Kg/cm2G | [6 empty] | S6 | 020
39 | PG-0258 | MP STEAM TO E-025 |  | PBX 100 XA |  | Rueger | MPS | 12 | 205 | 0 | 25 | Kg/cm2G | [7 empty] | 020
40 | PG-0261 | CO2 TO C-012 |  | PBX 100 XA | P205-02200 | Rueger | CO2 | 1.5 | 40 | 0 | 4 | Kg/cm2G | [6 empty] | S7 | 020
41 | PG-0263 | CO2 RECYCLE TO E-010 |  | PBX 100 XA | P205-02200 | Rueger | P | 14.5 | 136 | 0 | 25 | Kg/cm2G | [6 empty] | S7 | 020
42 | PG-0266 | CONDENSATE FROM T-022A |  | PBX 100 XA | P205-02200 | Rueger | PC | 5.7 | 40 | 0 | 10 | Kg/cm2G | [6 empty] | S7 | 020
43 | PG-0268 | CONDENSATE FROM T-022B |  | PBX 100 XA | P205-02200 | Rueger | PC | 5.7 | 40 | 0 | 10 | Kg/cm2G | [6 empty] | S7 | 020
44 | PG-0269 | PROCESS GAS TO T-021 |  | PBX 100 XA | P205-02300 | Rueger | P | 8.4 | 50 | 0 | 15 | Kg/cm2G | [6 empty] | S8 | 020
45 | PG-0270 | PROCESS GAS TO T-023 |  | PBX 100 XA | P205-02300 | Rueger | P | 8.2 | 43 | 0 | 15 | Kg/cm2G | [6 empty] | S8 | 020
46 | PG-0271 | MEA SOLUTION FROM P-021A/B |  | PBX 100 XA | P205-02300 | Rueger | MES | 13.5 | 80 | 0 | 25 | Kg/cm2G | [6 empty] | S8 | 020
47 | PG-0272 | MEA SOLUTION TO P-021A |  | PBX 100 XA | P205-02300 | Rueger | MES | 1.1 | 80 | 0 | 6 | Kg/cm2G | [6 empty] | S8 | 020
48 | PG-0273 | MEA SOLUTION FROM P-021A |  | PBX 100 XA | P205-02300 | Rueger | MES | 13.5 | 80 | 0 | 25 | Kg/cm2G | [6 empty] | S8 | 020
49 | PG-0274 | MEA SOLUTION TO P-021B |  | PBX 100 XA | P205-02300 | Rueger | MES | 1.1 | 80 | 0 | 6 | Kg/cm2G | [6 empty] | S8 | 020
50 | PG-0275 | MEA SOLUTION FROM P-021A |  | PBX 100 XA | P205-02300 | Rueger | MES | 13.5 | 80 | 0 | 25 | Kg/cm2G | [6 empty] | S8 | 020
51 | PG-0280 | C-013 SUCTION VENT |  | PBX 100 XA | P205-02400 | Rueger | SYN. GAS | 8.1 | 43 | 0 | 15 | Kg/cm2G | [6 empty] | S9 | 020
52 | PDI-0282 | C-011/013-F1 LO FILTER | C-011/013 | GD45-133 |  | NKS | LUBE OIL | 2.5 | 52 | 0 | 6 | Kg/cm2G | [7 empty] | 020
53 | PDI-0284 | C-012-F1 L.O. FILTER | C-012 | GD45-133 |  | NKS | LUBE OIL | 2.5 | 52 | 0 | 6 | Kg/cm2G | [7 empty] | 020
54 | PDI-0286 | DIFFERENTIAL PRESSURE OVER F-022 |  | Diff. Pressure gauge | P206-01400 | NKS | MES | 3 | 43 | 0 | 3 | Kg/cm2G | [6 empty] | S22 | 020
55 | PG-0287 | MEA SOLUTION FROM F-022 |  | PBX 100 XA | P206-01400 | Rueger | MES | 3 | 43 | 0 | 15 | Kg/cm2G | [6 empty] | S22 | 020
56 | PG-0288 | LP STEAM CONDENSATE FROM HEADER |  | PBX 100 XA | P205-02400 | Rueger | LPC | 3 | 143 | 0 | 10 | Kg/cm2G | [6 empty] | S9 | 020
57 | PG-0290 | MEA SOLUTION TO TK-024 | TK-024 | - | P206-01400 |  |  |  |  | - | - | - | [6 empty] | S22 | 020
58 | PG-0291 | INTRUMENT AIR TO TK-024 |  | PBX 100 XA | P206-01400 | Rueger | GPA | 7 | AMB | 0 | 10 | Kg/cm2G | [6 empty] | S22 | 020
59 | PG-0293 | INHIBITOR A+B FROM P-024 |  | PBX 100 XA | P206-01400 | Rueger | MES | 3 | AMB | 0 | 6 | Kg/cm2G | [6 empty] | S22 | 020
60 | PG-0294 | INHIBITOR C FROM P-025A |  | PBX 100 XA | P206-01400 | Rueger | MES | 4 | 43 | 0 | 6 | Kg/cm2G | [6 empty] | S22 | 020
61 | PG-0295 | INHIBITOR C FROM P-025B |  | PBX 100 XA | P206-01400 | Rueger | MES | 4 | 43 | 0 | 6 | Kg/cm2G | [6 empty] | S22 | 020
62 | PDI-0296 | DIFFERENTIAL PRESSURE OVER F-021 | F-021 | Diff. Pressure gauge | P206-01400 | NKS | MES | 3 | 43 | 0 | 2 | Kg/cm2G | [6 empty] | S22 | 020
63 | PG-0297 | N2 TO MEA STRAGE TANK TK-021 |  | PCX 160 XB | P206-01500 | Rueger | NGS | 50mmH2O | AMB | -50 | 200 | mmH2O | [6 empty] | S23 | 020
64 | PG-0298 | MEA SOLUTION FROM P-023 |  | PBX 100 XA | P206-01500 | Rueger | MES | 3 | AMB | 0 | 6 | Kg/cm2G | [6 empty] | S23 | 020
65 | PG-0299 | INTRUMENT AIR TO STATIC MIXER |  | PBX 100 XA | P206-01400 | Rueger | GPA | 7 | AMB | 0 | 10 | Kg/cm2G | [6 empty] | S22 | 020
66 | PG-0351 | PROCESS GA S TO U-031/041 |  | PBX 100 XA | P205-02500 | Rueger | P | 23.8 | 42 | 0 | 35 | Kg/cm2G | [6 empty] | S10 | 030
67 | PG-0352 | PROCESS GA S TO U-031/041 |  | PBX 100 XA | P205-02500 | Rueger | P | 23.8 | 42 | 0 | 35 | Kg/cm2G | [6 empty] | S10 | 030
68 | PG-0357 | PROCESS GA S TO C-011 |  | PBX 100 XA | P205-02600 | Rueger | P | 9 | 47 | 0 | 15 | Kg/cm2G | [6 empty] | S11 | 030
69 | PG-0361 | H2 PRODUCT FROM C-011 |  | PBX 100 XA | P205-02600 | Rueger | GHY | 42 | 42 | 0 | 70 | Kg/cm2G | [6 empty] | S11 | 030
70 | PG-0362 | S-001 | S-001 | PBX 100 XA | P205-02600 | Rueger | GHY | 42.5 | 50 | 0 | 70 | Kg/cm2G | [6 empty] | S11 | 030
71 | PG-0362B | S-001B | S-001B |  | P205-02600 |  | GHY | 42.5 | 50 | 0 | 70 | Kg/cm2G |  |  | 2025 |  |  |  | S11 | 030
72 | PG-0363 | S-001 | S-001 | PCX 160 XB | P205-02600 | Rueger | GHY | 42.5 | 50 | 0 | 1000 | mmH2O | [6 empty] | S11 | 030
73 | PDI-0263 | S-001B | S-001B | PDD-60-S-S-D-4NF |  | WINTERS | GHY |  |  | 0 | 6 | Kg/cm2G | [7 empty] | 020
74 | PG-0373 | Gauge Pressure |  |  | M354-00160 | Wika | H2 |  |  | 0 | 40 | Kg/cm2G | [6 empty] | S12 | 030
75 | PG-0511 | Guard Bed |  | 232.50 | P205-02600 | Wika |  |  |  | 0 | 16 | kg/cm2G | [6 empty] | S11 | 050
76 | PG-0513 | Guard Bed |  | 232.50 | P205-02600 | Wika |  |  |  | 0 | 16 | kg/cm2G | [6 empty] | S11 | 050
77 | PG-0514 | Guard Bed |  | 232.50 | P205-02600 | Wika |  |  |  | 0 | 16 | kg/cm2G | [6 empty] | S11 | 050
78 | PG-0515 | Guard Bed |  | 232.50 | P205-02600 | Wika |  |  |  | 0 | 16 | kg/cm2G | [6 empty] | S11 | 050
79 | PG-0518 | Guard Bed |  | 232.50 | P205-02600 | Wika |  |  |  | 0 | 16 | kg/cm2G | [6 empty] | S11 | 050
80 | PG-1051 | E-102 SHELL |  | PBX 100 XA | P205-10100 | Rueger | MPS | 15.7 | 201 | 0 | 25 | Kg/cm2G | [6 empty] | OP-001 | 100
81 | PG-1052 | D-102 | D-102 | PCX 160 XB | P205-10200 | Rueger | TOL VAPOR | 0.01 | 40 | 0 | 200 | mmH2O | [6 empty] | OP-002 | 100
82 | PG-1053 | P-102 | P-102 | PBX 100 XA | P205-10200 | Rueger | CAT | 18 | 40 | 0 | 35 | Kg/cm2G | [6 empty] | OP-002 | 100
83 | PG-1056 | R-102 IN PPY |  | PBX 100 XA | P205-10100 | Rueger | PPY | 22 | 50 | 0 | 35 | Kg/cm2G | [6 empty] | OP-001 | 100
84 | PG-1057 | R-102 OUT PPY |  | PBX 100 XA | P205-10100 | Rueger | PPY | 22 | 50 | 0 | 35 | Kg/cm2G | [6 empty] | OP-001 | 100
85 | PG-1058 | D-101 IN PPY |  | PBX 100 XA | P205-10100 | Rueger | PPY | 22 | 50 | 0 | 35 | Kg/cm2G | [6 empty] | OP-001 | 100
86 | PG-1059 | D-101 | D-101 | PBX 100 XA | P205-10100 | Rueger | PPY | 21 | 52 | 0 | 35 | Kg/cm2G | [6 empty] | OP-001 | 100
87 | PG-1060 | GOX B/L |  | PBX 100 XA | P205-10400 | Rueger | GOX | 22 | 40 | 0 | 35 | Kg/cm2G | [6 empty] | OP-004 | 100
88 | PG-1152 | R-110 | R-110 | PBX 100 XA | P205-10200 | Rueger | OXO GAS | 17.5 | 100 | 0 | 35 | Kg/cm2G | [6 empty] | OP-002 | 110
89 | PG-1153 | C-112 SUCTION | C-112 | PBX 100 XA | P205-10200 | Rueger | OXO GAS | 17.5 | 40 | 0 | 35 | Kg/cm2G | [6 empty] | OP-002 | 110
90 | PG-1154 | C-112 OUT | C-112 | PBX 100 XA | P205-10200 | Rueger | OXO GAS | 19.2 | 55 | 0 | 35 | Kg/cm2G | [6 empty] | OP-002 | 110
91 | PG-1158 | D-118 | D-118 | PBX 100 XA | P205-10200 | Rueger | HW VAPOR | 2 | 68 | 0 | 4 | Kg/cm2G | [6 empty] | OP-002 | 110
92 | PG-1159 | D-118 MPS |  | PBX 100 XA | P205-10200 | Rueger | MPS | 15.7 | 201 | 0 | 25 | Kg/cm2G | [6 empty] | OP-002 | 110
93 | PG-1160 | D-119 Nitrit | D-119 |  | P205-10200 | Wika | Nitrit |  |  | 0 | 15 | Kg/cm2G | [7 empty] | 110
94 | PG-1167 | TK-111 NGB |  | PCX 160 XB | P205-70100 | Rueger | TOL VAPOR | 0.005 | 40 | -50 | 200 | mmH2O | [6 empty] | OP28 | 110
95 | PG-1168 | P-117 | P-117 | PBX 100 XA | P205-70100 | Rueger | TOL,TPP | 3.24 | 50 | 0 | 6 | Kg/cm2G | [6 empty] | OP28 | 110
96 | PG-1252 | E-121 SHELL |  | PBX 100 XA | P205-10400 | Rueger | LPS | 4.7 | 152 | 0 | 10 | Kg/cm2G | [6 empty] | OP-004 | 120
97 | PG-1253 | T-120 BOTTOM |  | PBX 100 XA | P205-10400 | Rueger | OXO VAPOR | 19 | 74 | 0 | 35 | Kg/cm2G | [6 empty] | OP-004 | 120
98 | PG-1255 | D-122 | D-122 | PBX 100 XA | P205-10400 | Rueger | PURGE GAS | 4.5 | 73 | 0 | 10 | Kg/cm2G | [6 empty] | OP-004 | 120
99 | PG-1256 | S-125 | S-125 | PBX 100 XA | P205-10400 | Rueger | PURGE GAS | 4.5 | 20 | 0 | 10 | Kg/cm2G | [6 empty] | OP-004 | 120
100 | PG-1257 | S-125 PURGE GAS |  | PBX 100 XA | P205-10400 | Rueger | PURGE GAS | 4.5 | 20 | 0 | 10 | Kg/cm2G | [6 empty] | OP-004 | 120
101 | PG-1351 | D-135 | D-135 | PBX 100 XA | P205-10300 | Rueger | PURGE GAS | 15 | 61 | 0 | 25 | Kg/cm2G | [6 empty] | OP-003 | 130
102 | PG-1352 | S-135 | S-135 | PBX 100 XA | P205-10300 | Rueger | PURGE GAS | 15 | 20 | 0 | 25 | Kg/cm2G | [6 empty] | OP-003 | 130
103 | PG-1452 | E-141 SHELL |  | PBX 100 XA | P205-10500 | Rueger | OXO LIQ | 4.5 | 96 | 0 | 10 | Kg/cm2G | [6 empty] | OP-005 | 140
104 | PG-1453 | T-140 BOTTOM | T-140 BOTTOM | PBX 100 XA | P205-10500 | Rueger | TOL,TPP | 0.16 | 129 | 0 | 2 | Kg/cm2G | [6 empty] | OP-005 | 140
105 | PG-1454 | E-142 SHELL |  | PBX 100 XA | P205-10500 | Rueger | MPS | 15.7 | 201 | 0 | 25 | Kg/cm2G | [6 empty] | OP-005 | 140
106 | PG-1458 | TK-141 NGB |  | PCX 160 XB | P205-70100 | Rueger | OXO VAPOR | 0.005 | 40 | -50 | 200 | mmH2O | [6 empty] | OP28 | 140
107 | PG-1551 | D-151 | D-151 | PBX 100 XA | P205-10600 | Rueger | OXO GAS | 0.03 | 40 | 0 | 0.6 | Kg/cm2G | [6 empty] | OP-006 | 150
108 | PG-1552 | D-152 | D-152 | PBX 100 XA | P205-10600 | Rueger | OXO GAS | 5.8 | 20 | 0 | 10 | Kg/cm2G | [6 empty] | OP-006 | 150
109 | PDI-1572 | C-150-F1 LO FILTER | C-150 | GD45-133 |  | NKS | OIL | 2.5 | 52 | 0 | 6 | Kg/cm2G | [7 empty] | 150
110 | PG-1652 | T-160 BOTTOM | T-160 BOTTOM | PBX 100 XA | P205-10700 | Rueger | NBD | 0.22 | 79 | 0 | 2 | Kg/cm2G | [6 empty] | OP-007 | 160
111 | PG-1653 | E-162 SHELL |  | PBX 100 XA | P205-10700 | Rueger | LPS | 4.7 | 152 | 0 | 10 | Kg/cm2G | [6 empty] | OP-007 | 160
112 | PG-1656 | P-163 | P-163 | PBX 100 XA | P205-10700 | Rueger | NBD | 3.8 | 81 | 0 | 10 | Kg/cm2G | [6 empty] | OP-007 | 160
113 | PG-1657 | E-166 TO D-151 |  | PBX 100 XA | P205-10700 | Rueger | IBD VAPOR | 0.03 | 40 | 0 | 0.6 | Kg/cm2G | [6 empty] | OP-007 | 160
114 | PG-1659 | TK-161 NGB |  | PCX 160 XB | P205-70100 | Rueger | NBD VAPOR | 0.005 | 40 | -50 | 200 | mmH2O | [6 empty] | OP28 | 160
115 | PG-1661 | TK-162 NGB |  | PCX 160 XB | P205-70100 | Rueger | IBD | 0.005 | 40 | -50 | 200 | mmH2O | [6 empty] | OP28 | 160
116 | PG-2152 | P-210 BOTTOM | P-210 BOTTOM | PBX 100 XA | P205-20100 | Rueger | TPP,HB | 0.14 | 129 | -76cmHg | 3 | Kg/cm2G | [5 empty] | Diaphragm seal tape | OP-008 | 210
117 | PG-2153 | E-212 TO E-210 |  | PBX 100 XA | P205-20100 | Rueger | TPP,HB | -0.25 | 129 | -76cmHg | 5 | Kg/cm2G | [5 empty] | Diaphragm seal tape | OP-008 | 210
118 | PG-2154 | E-212 SHELL |  | PBX 100 XA | P205-20100 | Rueger | MPS | 15.7 | 201 | 0 | 25 | Kg/cm2G | [6 empty] | OP-008 | 210
119 | PG-2155 | P-212 | P-212 | PBX 100 XA | P205-20100 | Rueger | TPP,HB | 1.71 | 129 | 0 | 4 | Kg/cm2G | [5 empty] | Diaphragm seal tape | OP-008 | 210
120 | PG-2156 | P-215 | P-215 | PBX 100 XA | P205-20100 | Rueger | TOL | 2.66 | 40 | 0 | 6 | Kg/cm2G | [6 empty] | OP-008 | 210
121 | PG-2158 | TK-211 NGB |  | PCX 160 XB | P205-70200 | Rueger | TOL VAPOR | 0.005 | 40 | -50 | 200 | mmH2O | [6 empty] | OP29 | 210
122 | PG-2159 | P-217 | P-217 | PBX 100 XA | P205-70200 | Rueger | TOL | 2.6 | 40 | 0 | 6 | Kg/cm2G | [6 empty] | OP29 | 210
123 | PG-2251 | P-220 BOTTOM | P-220 BOTTOM | PBX 100 XA | P205-20200 | Rueger | TPP,HB | 0.13 | 150 | -76cmHg | 3 | Kg/cm2G | [5 empty] | Diaphragm seal tape | OP-009 | 220
124 | PG-2252 | E-222 TO T-220 |  | PBX 100 XA | P205-20200 | Rueger | TPP,HB | 0.3 | 150 | 0 | 4 | Kg/cm2G | [5 empty] | Diaphragm seal tape | OP-009 | 220
125 | PG-2253 | E-222 SHELL |  | PBX 100 XA | P205-20200 | Rueger | MPS | 15.7 | 201 | 0 | 25 | Kg/cm2G | [6 empty] | OP-009 | 220
126 | PG-2254 | P-225 | P-225 | PBX 100 XA | P205-20200 | Rueger | 2HA | 2.84 | 40 | 0 | 6 | Kg/cm2G | [6 empty] | OP-009 | 220
127 | PG-2255 | P-226 | P-226 | PBX 100 XA | P205-20200 | Rueger | H2O | 1.88 | 40 | 0 | 4 | Kg/cm2G | [6 empty] | OP-009 | 220
128 | PG-2256 | P-222 | P-222 | PBX 100 XA | P205-20200 | Rueger | TPP,HB | 2.05 | 150 | 0 | 4 | Kg/cm2G | [5 empty] | Diaphragm seal tape | OP-009 | 220
129 | PG-2351 | P-237 | P-237 | PBX 100 XA | P205-20300 | Rueger | IPA | 1.31 | 40 | 0 | 3 | Kg/cm2G | [6 empty] | OP-010 | 230
130 | PG-2352 | P-233 | P-233 | PBX 100 XA | P205-20300 | Rueger | IPA,H2O | 21.3 | 38 | 0 | 35 | Kg/cm2G | [6 empty] | OP-010 | 230
131 | PG-2353 | P-231 | P-231 | PBX 100 XA | P205-20300 | Rueger | TPP,HB | 21.3 | 150 | 0 | 35 | Kg/cm2G | [5 empty] | Diaphragm seal tape | OP-010 | 230
132 | PG-2354 | D-230 | D-230 | PBX 100 XA | P205-20300 | Rueger | GHY | 20 | 48 | 0 | 50 | Kg/cm2G | [6 empty] | OP-010 | 230
133 | PG-2451 | F-240 | F-240 | PBX 100 XA | P205-20300 | Rueger | Rh CAT | 0.01 | 12 | 0 | 0.1 | Kg/cm2G | [6 empty] | OP-010 | 240
134 | PG-2452 | P-243 | P-243 | PBX 100 XA | P205-20300 | Rueger | TOL | 1.66 | 40 | 0 | 3 | Kg/cm2G | [6 empty] | OP-010 | 240
135 | PG-2552 | P-251 | P-251 | PBX 100 XA | P205-20300 | Rueger | Rh CAT | 1.88 | 12 | 0 | 4 | Kg/cm2G | [6 empty] | OP-010 | 250
136 | PG-2553 | T-250 BOTTOM | T-250 BOTTOM | PBX 100 XA | P205-20300 | Rueger | Rh CAT | 0.04 | 148 | 0 | 2 | Kg/cm2G | [5 empty] | Diaphragm seal tape | OP-010 | 250
137 | PG-2554 | E-252 TO T-250 |  | PBX 100 XA | P205-20300 | Rueger | Rh CAT | 0.5 | 148 | 0 | 6 | Kg/cm2G | [5 empty] | Diaphragm seal tape | OP-010 | 250
138 | PG-2555 | E-252 SHELL |  | PBX 100 XA | P205-20300 | Rueger | MPS | 15.7 | 201 | 0 | 35 | Kg/cm2G | [6 empty] | OP-010 | 250
139 | PG-2556 | P-252 | P-252 | PBX 100 XA | P205-20300 | Rueger | Rh CAT | 3.55 | 148 | 0 | 6 | Kg/cm2G | [5 empty] | Diaphragm seal tape | OP-010 | 250
140 | PG-2557 | P-255 | P-255 | PBX 100 XA | P205-20300 | Rueger | IPA,H2O | 2.33 | 40 | 0 | 6 | Kg/cm2G | [6 empty] | OP-010 | 250
141 | PG-2559 | TK-251 NGB |  | PCX 160 XB | P205-70200 | Rueger | Rh CAT VAPOR | 0.005 | 148 | -50 | 200 | mmH2O | [6 empty] | OP29 | 250
142 | PG-2560 | P-257 | P-257 | PBX 100 XA | P205-70200 | Rueger | Rh CAT | 1.6 | 148 | 0 | 4 | Kg/cm2G | [6 empty] | OP29 | 250
143 | PG-3154 | R-311 JACKET | R-311 | PBX 100 XA | P205-30100 | Rueger | LPS | 4.7 | 152 | 0 | 10 | Kg/cm2G | [6 empty] | OP-011 | 310
144 | PG-3251 | T-320 BOTTOM | T-320 BOTTOM | PBX 100 XA | P205-30200 | Rueger | EPAHB,EPA | 0.16 | 159 | -76cmHg | 2 | Kg/cm2G | [6 empty] | OP-012 | 320
145 | PG-3252 | E-322 TO T-320 |  | PBX 100 XA | P205-30200 | Rueger | EPAHB,EPA | 0.36 | 164 | 0 | 6 | Kg/cm2G | [6 empty] | OP-012 | 320
146 | PG-3253 | E-322 | E-322 | PBX 100 XA | P205-30200 | Rueger | MPS | 15.7 | 201 | 0 | 25 | Kg/cm2G | [6 empty] | OP-012 | 320
147 | PG-4151 | D-411 | D-411 | PBX 100 XA | P205-40100 | Rueger | 2EH,EPA | 2.8 | 67 | 0 | 6 | Kg/cm2G | [6 empty] | OP-013 | 410
148 | PG-4153 | E-411 SHELL |  | PBX 100 XA |  | Rueger | MPS | 15.7 | 201 | 0 | 25 | Kg/cm2G | [7 empty] | 410
149 | PG-4154 | GHY B/L |  | PBX 100 XA | P205-40100 | Rueger | H2 | 42 | 45 | 0 | 70 | Kg/cm2G | [6 empty] | OP-013 | 410
150 | PG-4155 | R-410 GPA |  | PBX 100 XA |  | Rueger | GPA | 7.5 | 40 | 0 | 15 | kg/cm2G | [7 empty] | 410
151 | PG-4156 | R-410 NGS |  | PBX 100 XA |  | Rueger | NGS | 6 | 40 | 0 | 15 | kg/cm2G | [7 empty] | 410
152 | PG-4157 | R-410 | R-410 | PBX 100 XA |  | Rueger | H2,N2 | 40.3 | 41 | 0 | 70 | kg/cm2G | [7 empty] | 410
153 | PG-4158 | D-412 | D-412 | PBX 100 XA |  | Rueger | 2EH | 4.5 | 129 | 0 | 10 | kg/cm2G | [7 empty] | 410
154 | PG-4159 | D-416 OUT GHY |  | PBX 100 XA | P205-50100 | Rueger | H2,N2 | 39 | 40 | 0 | 70 | kg/cm2G | [6 empty] | OP19 | 410
155 | PG-4160 | E-416 OUT FGS |  | PBX 100 XA |  | Rueger | H2,N2 | 2.8 | 20 | 0 | 6 | kg/cm2G | [7 empty] | 410
156 | PDI-4161 | S-412 | S-412 | Diff. Pressure gauge |  | NKS | H2,N2 | 41.5 | 48 | 0 | 1000 | mmH2O | [7 empty] | 410
157 | PG-4162 | Z-412A/B |  | PBX 100 XA |  | Rueger | 2EH,2EHHB | 4.5 | 124 | 0 | 10 | kg/cm2G | [7 empty] | 410
158 | PG-4164 | S-412 | S-412 | PBX 100 XA |  | Rueger | H2,N2 | 41.5 | 48 | 0 | 70 | kg/cm2G | [7 empty] | 410
159 | PG-4165 | R-410 FEED GHY |  | PBX 100 XA |  | Rueger | H2 | 41.6 | 45 | 0 | 70 | kg/cm2G | [6 empty] | OP-013 | 410
160 | PG-4171 | TK-411 NGB |  | PCX 160 XB | P205-70300 | Rueger | 2EH,2EHHB | 0.005 | 40 | -50 | 200 | mmH2O | [6 empty] | OP30 | 410
161 | PDI-4182 | C-412-F1 | C-412 | DGD45-133 |  | NKS | OIL | 2.5 | 52 | 0 | 6 | Kg/cm2G | [7 empty] | 410
162 | PG-4251 | T-420 BOTTOM | T-420 BOTTOM | PBX 100 XA |  | Rueger | 2EH,2EHHB | 0.23 | 139 | -76cmHg | 2 | kg/cm2G | [7 empty] | 420
163 | PG-4252 | E-422 SHELL |  | PBX 100 XA |  | Rueger | MPS | 15.7 | 201 | 0 | 25 | kg/cm2G | [7 empty] | 420
164 | PG-4351 | T-430 BOTTOM | T-430 BOTTOM | PBX 100 XA | P205-40400 | Rueger | 2EH,2EHHB | 0.23 | 138 | -76cmHg | 2 | Kg/cm2G | [6 empty] | OP16 | 430
165 | PG-4352 | E-432 SHELL |  | PBX 100 XA |  | Rueger | MPS | 15.7 | 201 | 0 | 25 | Kg/cm2G | [7 empty] | 430
166 | PG-4354 | P-432 | P-432 | PBX 100 XA | P205-40400 | Rueger | 2EH,2EHHB | 3.08 | 138 | 0 | 6 | Kg/cm2G | [6 empty] | OP16 | 430
167 | PG-4451 | T-440 BOTTOM | T-440 BOTTOM | PBX 100 XA | P205-40500 | Rueger | 2EHHB | 0.14 | 170 | -76cmHg | 2 | Kg/cm2G | [6 empty] | OP17 | 440
168 | PG-4452 | E-442 SHELL |  | PBX 100 XA | P205-40500 | Rueger | MPS | 15.7 | 201 | 0 | 25 | Kg/cm2G | [6 empty] | OP17 | 440
169 | PG-4454 | P-445 | P-445 | PBX 100 XA | P205-40500 | Rueger | 2EH | 3.01 | 40 | 0 | 6 | Kg/cm2G | [6 empty] | OP17 | 440
170 | PG-4551 | T-450 BOTTOM | T-450 BOTTOM | PBX 100 XA |  | Rueger | 2EH | 0.23 | 138 | -76cmHg | 2 | Kg/cm2G | [7 empty] | 450
171 | PG-4552 | E-452 SHELL |  | PBX 100 XA |  | Rueger | MPS | 15 | 201 | 0 | 25 | Kg/cm2G | [7 empty] | 450
172 | PG-4554 | P-452 | P-452 | PBX 100 XA |  | Rueger | 2EH | 2.8 | 138 | 0 | 6 | Kg/cm2G | [7 empty] | 450
173 | PG-4555 | P-456 | P-456 | PBX 100 XA |  | Rueger | H2O | 1.31 | 40 | 0 | 3 | Kg/cm2G | [7 empty] | 450
174 | PG-5151 | D-511 | D-511 | PBX 100 XA | P205-50100 | Rueger | NBA,NBD | 2.8 | 39 | 0 | 6 | Kg/cm2G | [6 empty] | OP19 | 510
175 | PG-5153 | E-511 SHELL |  | PBX 100 XA | P205-50100 | Rueger | MPS | 15.7 | 201 | 0 | 25 | Kg/cm2G | [6 empty] | OP19 | 510
176 | PG-5155 | NGS TO R-510 |  | PBX 100 XA | P205-50100 | Rueger | NGS | 6 | 40 | 0 | 15 | Kg/cm2G | [6 empty] | OP19 | 510
177 | PG-5156 | GPA TO R-510 |  | PBX 100 XA | P205-50100 | Rueger | GPA | 7.5 | 40 | 0 | 15 | Kg/cm2G | [6 empty] | OP19 | 510
178 | PG-5157 | R-510 | R-510 | PBX 100 XA | P205-50100 | Rueger | H2 | 42 | 45 | 0 | 70 | Kg/cm2G | [6 empty] | OP19 | 510
179 | PG-5158 | D-512 | D-512 | PBX 100 XA | P205-50100 | Rueger | NBA,H2 | 4.5 | 106 | 0 | 10 | Kg/cm2G | [6 empty] | OP19 | 510
180 | PG-5160 | E-516 TO FGS |  | PBX 100 XA |  | Rueger | H2,N2 | 2.8 | 20 | 0 | 6 | Kg/cm2G | [7 empty] | 510
181 | PG-5162 | Z-512A/B | Z-512A/B | PBX 100 XA | P205-50100 | Rueger | NBA | 4.5 | 106 | 0 | 10 | Kg/cm2G | [6 empty] | OP19 | 510
182 | PG-5164 | TK-511 NGB |  | PCX 160 XB | P205-70300 | Rueger | NBA,NBAHB | 0.005 | 40 | -50 | 200 | mmH2O | [6 empty] | OP30 | 510
183 | PG-5251 | T-520 BOTTOM | T-520 BOTTOM | PBX 100 XA | P205-50200 | Rueger | NBA | 0.08 | 120 | 0 | 2 | Kg/cm2G | [6 empty] | OP20 | 520
184 | PG-5252 | E-522 SHELL |  | PBX 100 XA | P205-50200 | Rueger | LPS | 4.7 | 152 | 0 | 10 | Kg/cm2G | [6 empty] | OP20 | 520
185 | PG-5351 | T-530 BOTTOM | T-530 BOTTOM | PBX 100 XA | P205-50300 | Rueger | NBA,NBAHB | 0.06 | 120 | 0 | 2 | Kg/cm2G | [6 empty] | OP21 | 530
186 | PG-5352 | E-532 SHEL |  | PBX 100 XA | P205-50300 | Rueger | LPS | 4.7 | 152 | 0 | 10 | Kg/cm2G | [6 empty] | OP21 | 530
187 | PG-5354 | P-532 | P-532 | PBX 100 XA | P205-50300 | Rueger | NBA,NBAHB | 3.23 | 120 | 0 | 6 | Kg/cm2G | [6 empty] | OP21 | 530
188 | PG-5451 | T-540 BOTTOM | T-540 BOTTOM | PBX 100 XA | P205-50400 | Rueger | NBAHB | 0.06 | 163 | 0 | 2 | Kg/cm2G | [6 empty] | OP22 | 540
189 | PG-5452 | E-542 SHELL |  | PBX 100 XA | P205-50400 | Rueger | MPS | 15.7 | 201 | 0 | 25 | Kg/cm2G | [6 empty] | OP22 | 540
190 | PG-5454 | P-545 | P-545 | PBX 100 XA | P205-50400 | Rueger | NBA | 2.47 | 40 | 0 | 6 | Kg/cm2G | [6 empty] | OP22 | 540
191 | PG-5551 | T-550 BOTTOM | T-550 BOTTOM | PBX 100 XA | P205-50500 | Rueger | NBA | 0.06 | 119 | 0 | 2 | Kg/cm2G | [6 empty] | OP23 | 550
192 | PG-5552 | E-552 SHELL |  | PBX 100 XA | P205-50500 | Rueger | LPS | 4.7 | 152 | 0 | 10 | Kg/cm2G | [6 empty] | OP23 | 550
193 | PG-5554 | P-552 | P-552 | PBX 100 XA | P205-50500 | Rueger | NBA | 3.19 | 119 | 0 | 6 | Kg/cm2G | [6 empty] | OP23 | 550
194 | PG-6152 | D-611 | D-611 | PBX 100 XA | P205-60100 | Rueger | IBA,IBD | 2.8 | 74 | 0 | 6 | Kg/cm2G | [6 empty] | OP24 | 610
195 | PG-6154 | E-615 TO FGS |  | PBX 100 XA | P205-60100 | Rueger | H2,IBA | 2.3 | 20 | 0 | 10 | Kg/cm2G | [6 empty] | OP24 | 610
196 | PG-6155 | E-611 SHELL |  | PBX 100 XA | P205-60100 | Rueger | MPS | 15.7 | 201 | 0 | 25 | Kg/cm2G | [6 empty] | OP24 | 610
197 | PG-6156 | R-610 | R-610 | PBX 100 XA | P205-60100 | Rueger | H2 | 40 | 40 | 0 | 70 | Kg/cm2G | [6 empty] | OP24 | 610
198 | PG-6157 | R-610 GPA |  | PBX 100 XA | P205-60100 | Rueger | GPA | 7.5 | 40 | 0 | 15 | Kg/cm2G | [6 empty] | OP24 | 610
199 | PG-6159 | R-610 NGS |  | PBX 100 XA | P205-60100 | Rueger | NGS | 6 | 40 | 0 | 15 | Kg/cm2G | [6 empty] | OP24 | 610
200 | PG-6160 | D-612 | D-612 | PBX 100 XA | P205-60100 | Rueger | IBA | 2.8 | 120 | 0 | 6 | Kg/cm2G | [6 empty] | OP24 | 610
201 | PG-6161 | Z-612A/B | Z-612A/B | PBX 100 XA | P205-60100 | Rueger | IBA | 3.6 | 120 | 0 | 6 | Kg/cm2G | [6 empty] | OP24 | 610
202 | PG-6163 | TK-611 NGB |  | PCX 160 XB | P205-70300 | Rueger | IBA,IBAHB | 0.005 | 40 | -50 | 200 | mmH2O | [6 empty] | OP30 | 610
203 | PG-6251 | T-620 BOTTOM | T-620 BOTTOM | PBX 100 XA | P205-60200 | Rueger | IBA,IBAHB | 0.09 | 110 | 0 | 2 | Kg/cm2G | [6 empty] | OP25 | 620
204 | PG-6252 | E-622 SHELL |  | PBX 100 XA | P205-60200 | Rueger | LPS | 4.7 | 152 | 0 | 10 | Kg/cm2G | [6 empty] | OP25 | 620
205 | PG-6351 | T-630 BOTTOM | T-630 BOTTOM | PBX 100 XA | P205-60300 | Rueger | IBA,IBAHB | 0.03 | 109 | 0 | 2 | Kg/cm2G | [6 empty] | OP26 | 630
206 | PG-6352 | E-632 SHELL |  | PBX 100 XA | P205-60300 | Rueger | LPS | 4.7 | 152 | 0 | 10 | Kg/cm2G | [6 empty] | OP26 | 630
207 | PG-6451 | T-640 BOTTOM | T-640 BOTTOM | PBX 100 XA | P205-60400 | Rueger | IBAHB,IBA | 0.05 | 128 | 0 | 0.25 | Kg/cm2G | [6 empty] | OP27 | 640
208 | PG-6452 | E-642 SHELL |  | PBX 100 XA | P205-60400 | Rueger | MPS | 15.7 | 201 | 0 | 25 | Kg/cm2G | [6 empty] | OP27 | 640
209 | PG-7151 | D-711 | D-711 | PBX 100 XA | P205-71200 | Rueger | PPY VAPOR | 8.2~14.5 | 15~36 | 0 | 25 | Kg/cm2G | [6 empty] | U32 | 710
210 | PG-7152 | D-712 | D-712 | PBX 100 XA | P205-71200 | Rueger | PPY VAPOR | 8.2~14.5 | 15~36 | 0 | 25 | Kg/cm2G | [6 empty] | U32 | 710
211 | PG-7153 | D-713 | D-713 | PBX 100 XA | P205-71200 | Rueger | PPY VAPOR | 8.2~14.5 | 15~36 | 0 | 25 | Kg/cm2G | [6 empty] | U32 | 710
212 | PG-7154 | D-714 | D-714 | PBX 100 XA | P205-71200 | Rueger | PPY VAPOR | 8.2~14.5 | 15~36 | 0 | 25 | Kg/cm2G | [6 empty] | U32 | 710
213 | PG-7151-1 | D-711 Calibration chamber | D-711 | PBX 100 XA | P205-71200 | Rueger | PPY VAPOR | 8.2~14.5 | 15~36 | 0 | 25 | Kg/cm2G | [6 empty] | U32 | 710
214 | PG-7152-2 | D-712 Calibration chamber | D-712 | PBX 100 XA | P205-71200 | Rueger | PPY VAPOR | 8.2~14.5 | 15~36 | 0 | 25 | Kg/cm2G | [6 empty] | U32 | 710
215 | PG-7153-3 | D-713 Calibration chamber | D-713 | PBX 100 XA | P205-71200 | Rueger | PPY VAPOR | 8.2~14.5 | 15~36 | 0 | 25 | Kg/cm2G | [6 empty] | U32 | 710
216 | PG-7154-4 | D-714 Calibration chamber | D-714 | PBX 100 XA | P205-71200 | Rueger | PPY VAPOR | 8.2~14.5 | 15~36 | 0 | 25 | Kg/cm2G | [6 empty] | U32 | 710
217 | PG-7155 | PPY TO Z-711 |  | PBX 100 XA | P205-71100 | Rueger | PPY VAPOR | 8.2~14.5 | 15~36 | 0 | 25 | Kg/cm2G | [6 empty] | U31 | 710
218 | PG-7156 | PPY FROM Z-712 |  | PBX 100 XA | P205-71100 | Rueger | PPY | 18.5 | 15~36 | 0 | 25 | Kg/cm2G | [6 empty] | U31 | 710
219 | PG-7158 | P-712 SUCTION | P-712 SUCTION | PBX 100 XA | P205-71100 | Rueger | PPY | 8.2~16.8 | 15~42 | 0 | 25 | Kg/cm2G | [6 empty] | U31 | 710
220 | PG-7159 | P-712 DISCH. | P-712 DISCH. | PBX 100 XA | P205-71100 | Rueger | PPY | 10.8~19.5 | 15~42 | 0 | 35 | Kg/cm2G | [6 empty] | U31 | 710
221 | PG-7160 | D-715 | D-715 | PBX 100 XA | P205-71100 | Rueger | PPY | 8~17 | 15~42 | 0 | 25 | Kg/cm2G | [6 empty] | U31 | 710
222 | PG-7162 | Propylene Recovery | C-717 |  | P205-71100 | Rueger |  |  |  | 0 | 6 | kg/cm2G | [6 empty] | U31 | 710
223 | PG-7254 | 2EH TO SHIPPING PIER |  | PBX 100 XA | P205-72100 | Rueger | 2EH | 2 | AMB | 0 | 10 | Kg/cm2G | [6 empty] | U33 | 720
224 | PG-7258 | NBA TO SHIPPING PIER |  | PBX 100 XA | P205-72200 | Rueger | NBA | 2 | AMB | 0 | 10 | Kg/cm2G | [6 empty] | U34 | 720
225 | PG-7262 | IBA TO SHIPPING PIER |  | PBX 100 XA | P205-72300 | Rueger | IBA | 4 | AMB | 0 | 10 | Kg/cm2G | [6 empty] | U35 | 720
226 | PG-7552 | P-752 DISCH. | P-752 DISCH. | PBX 100 XA | P206-75100 | Rueger | FFW | 6 | AMB | 0 | 10 | Kg/cm2G | [6 empty] | U05 | 750
227 | PG-7552-1 | P-752 DISCH. | P-752 DISCH. | PBX 100 XA | P206-75100 | WIKA | FFW | 6 | AMB | 0 | 10 | Kg/cm2G | [6 empty] | U05 | 750
228 | PG-8151 | P-811 DISCH. | P-811 DISCH. | PBX 100 XA | P206-80100 | Rueger | WW1 | 2 | 35 | 0 | 4 | Kg/cm2G | [5 empty] | Diaphragm | U07 | 810
229 | PG-8152 | P-815 DISCH. | P-815 DISCH. | PBX 100 XA | P206-80100 | Rueger | WML | 1 | 35 | 0 | 3 | Kg/cm2G | [5 empty] | Diaphragm | U07 | 810
230 | PG-8153 | P-817 DISCH. | P-817 DISCH. | PBX 100 XA | P206-80100 | Rueger | WAT | 1 | 35 | 0 | 3 | Kg/cm2G | [5 empty] | Diaphragm | U07 | 810
231 | PG-8154 | P-819 DISCH. | P-819 DISCH. | PBX 100 XA | P206-80100 | Rueger | WWT | 2.5 | 35 | 0 | 6 | Kg/cm2G | [5 empty] | Diaphragm | U07 | 810
232 | PG-8251 | P-820 DISCH. | P-820 DISCH. | PBX 100 XA | P206-80200 | Rueger | WAT | 1 | 35 | 0 | 3 | Kg/cm2G | [5 empty] | Diaphragm | U08 | 820
233 | PG-8252 | P-821 DISCH. | P-821 DISCH. | PBX 100 XA | P206-80200 | Rueger | WML | 1 | 35 | 0 | 3 | Kg/cm2G | [5 empty] | Diaphragm | U08 | 820
234 | PG-8253 | P-822 DISCH. | P-822 DISCH. | PBX 100 XA | P206-80200 | Rueger | WML | 1 | 35 | 0 | 3 | Kg/cm2G | [5 empty] | Diaphragm | U08 | 820
235 | PG-8351 | P-834 DISCH. | P-834 DISCH. | - |  |  | POL |  |  | - | - | - | [7 empty] | 830
236 | PG-8352 | P-835 DISCH. | P-835 DISCH. | - |  |  | POL |  |  | - | - | - | [7 empty] | 830
237 | PG-8353A | P-831A DISCH. | P-831A DISCH. | PBX 100 XA | P206-80300 | Rueger | SA | 2 | 35 | 0 | 6 | Kg/cm2G | [5 empty] | Diaphragm | U09 | 830
238 | PG-8353B | P-831B DISCH. | P-831B DISCH. | PBX 100 XA | P206-80300 | Rueger | SA | 2 | 35 | 0 | 6 | Kg/cm2G | [5 empty] | Diaphragm | U09 | 830
239 | PG-8354A | P-832A DISCH. | P-832A DISCH. | DIAPHRAGM | P206-80300 |  | SHY | 4 | 35 | 0 | 10 | Kg/cm2G | [5 empty] | Diaphragm | U09 | 830
240 | PG-8354B | P-832B DISCH. | P-832B DISCH. | DIAPHRAGM | P206-80300 |  | SHY | 4 | 35 | 0 | 10 | Kg/cm2G | [5 empty] | Diaphragm | U09 | 830
241 | PG-8355 | P-833 DISCH. | P-833 DISCH. | PBX 100 XA | P206-80300 | Rueger | WNP | 5 | 35 | 0 | 15 | Kg/cm2G | [5 empty] | Diaphragm | U09 | 830
242 | PG-8356A | B-811A DISCH. | B-811A DISCH. | PBX 100 XA | P206-80300 | Rueger | WAR | 5000mmH2O | 35 | 0 | 1 | Kg/cm2G | [6 empty] | U09 | 830
243 | PG-8356B | B-811B DISCH. | B-811B DISCH. | PBX 100 XA | P206-80300 | Rueger | WAR | 5000mmH2O | 35 | 0 | 1 | Kg/cm2G | [6 empty] | U09 | 830
244 | PG-8551 | NATURAL GAS PRESSURE | Incenerator | BE10-131 | P206-85100 | NKS | NG | 1.6 | 16 | 0 | 2 | Kg/cm2G | [6 empty] | U13 | 850
245 | PDI-8551 | FLUE GAS | Incenerator | MANOMETER | P206-85100 |  | FLUE GAS | 400mmAq | 33~1050 | 0 | 1000 | mmAq | [6 empty] | U13 | 850
246 | PG-8552 | NATURAL GAS PRESSURE | Incenerator | BE10-131 | P206-85100 | NKS | NG | 0.8 | 16 | 0 | 2 | Kg/cm2G | [6 empty] | U13 | 850
247 | PDI-8552 | FLUE GAS | Incenerator | MANOMETER | P206-85100 |  | FLUE GAS | 1130mmAq | 89~85 | 0 | 2000 | mmAq | [6 empty] | U13 | 850
248 | PG-8553 | NATURAL GAS PRESSURE | Incenerator | BE10-131 | P206-85100 | NKS | NG | 1.6 | 16 | 0 | 2 | Kg/cm2G | [6 empty] | U13 | 850
249 | PDI-8553 | FLUE GAS | Incenerator | MANOMETER | P206-85100 |  | FLUE GAS | 7mmAq | 85~85 | 0 | 200 | mmAq | [6 empty] | U13 | 850
250 | PG-8554 | LOW PRESSURE STEAM PRESSURE | Incenerator | BE10-131 | P206-85100 | NKS | LPS | 3.5 | 147 | 0 | 6 | Kg/cm2G | [6 empty] | U13 | 850
251 | PG-8555 | VENT GAS PRESSURE | Incenerator | BE10-133 | P206-85100 | NKS | VENT GAS | 100mmAq | 33 | 0 | 40 | kPa | [6 empty] | U13 | 850
252 | PG-8556 | INCENERATOR PRESSURE | Incenerator | BE10-131 | P206-85100 | NKS | FLUE GAS | 1542mmAq | 1050 | 0 | 30 | kPa | [6 empty] | U13 | 850
253 | PG-8557 | WASTE WATER FEED PUMP DEL. PRESS. | Incenerator | BE10-131 | P206-85100 | NKS | WASTE WATER | 6.5 | 90~100 | 0 | 10 | Kg/cm2G | [5 empty] | DIAPHRAGM | U13 | 850
254 | PG-8558 | WASTE WATER PRESS. | Incenerator | BE10-131 | P206-85100 | NKS | WASTE WATER | 5.3 | 90~100 | 0 | 10 | Kg/cm2G | [5 empty] | DIAPHRAGM | U13 | 850
255 | PG-8559 | WASTE WATER PRESS. | Incenerator | BE10-131 | P206-85100 | NKS | WASTE WATER | 5 | 90~100 | 0 | 6 | Kg/cm2G | [5 empty] | DIAPHRAGM | U13 | 850
256 | PG-8560 | DISSOLVER CIRC. PUMP DEL. PRESS. | Incenerator | BE10-131 | P206-85100 | NKS | EFFLUENT | 1.6 | 89 | 0 | 3 | Kg/cm2G | [5 empty] | DIAPHRAGM | U13 | 850
257 | PG-8561 | DISSOLVER CIRC. PUMP DEL. PRESS. | Incenerator | BE10-131 | P206-85100 | NKS | EFFLUENT | 1.6 | 89 | 0 | 3 | Kg/cm2G | [5 empty] | DIAPHRAGM | U13 | 850
258 | PG-8562 | COOLING WATER PUMP DEL. PRESS. | Incenerator | BE10-131 | P206-85100 | NKS | BFW | 2.5 | 80 | 0 | 4 | Kg/cm2G | [5 empty] | DIAPHRAGM | U13 | 850
259 | PG-8563 | COOLING WATER PUMP DEL. PRESS. | Incenerator | BE10-131 | P206-85100 | NKS | BFW | 2.5 | 80 | 0 | 4 | Kg/cm2G | [5 empty] | DIAPHRAGM | U13 | 850
260 | PG-8564 | VENTURI CIRC. PUMP DEL. PRESS. | Incenerator | BE10-131 | P206-85100 | NKS | EFFLUENT | 2.8 | 85 | 0 | 6 | Kg/cm2G | [5 empty] | DIAPHRAGM | U13 | 850
261 | PG-8565 | VENTURY SPRAY PRESSURE | Incenerator | BE10-131 | P206-85100 | NKS | EFFLUENT | 2 | 85 | 0 | 4 | Kg/cm2G | [5 empty] | DIAPHRAGM | U13 | 850
262 | PG-8566 | VENTURY SPRAY PRESSURE | Incenerator | BE10-131 | P206-85100 | NKS | EFFLUENT | 2 | 85 | 0 | 4 | Kg/cm2G | [5 empty] | DIAPHRAGM | U13 | 850
263 | PG-8567 | VENTURY SPRAY PRESSURE | Incenerator | BE10-131 | P206-85100 | NKS | EXCESS WATER | 2 | 35 | 0 | 4 | Kg/cm2G | [5 empty] | DIAPHRAGM | U13 | 850
264 | PG-8568 | BOILER FEED WATER | Incenerator | BE10-131 | P206-85100 | NKS | BFW | 0.5 | 133 | 0 | 10 | Kg/cm2G | [5 empty] | DIAPHRAGM | U13 | 850
265 | PG-8591 | E-851 TO T-980 |  | PBX 100 XA |  | Rueger | H2O | 0.1 | 103 | 0 | 2 | Kg/cm2G | [7 empty] | 850
266 | PG-9111 | LPG | LPG | [6 empty] | 0 | 10 | kg/cm2G | [7 empty] | 910
267 | PG-9161 | LPG | LPG |  | P206-91100 |  |  |  |  | 0 | 40 | kg/cm2G | [6 empty] | S15 | 910
268 | PG-9162 | LPG | LPG |  | P206-91100 |  |  |  |  | 0 | 40 | kg/cm2G | [6 empty] | S15 | 910
269 | PG-9163 | LPG | LPG |  | P206-91100 |  |  |  |  | 0 | 70 | kg/cm2G | [6 empty] | S15 | 910
270 | PG-9251 | D-922 | D-922 | PBX 100 XA | P206-92200 | Rueger | LPC | 0.5 | 112 | 0 | 2 | Kg/cm2G | [6 empty] | U15 | 920
271 | PG-9253 | P-923 DISCH. | P-923 DISCH. | PBX 100 XA | P206-92200 | Rueger | PC | 4 | AMB | 0 | 10 | Kg/cm2G | [6 empty] | U15 | 920
272 | PG-9254 | D-921 | D-921 | PBX 100 XA | P206-92400 | Rueger | BFW VAPOR | 2 | 133 | 0 | 4 | Kg/cm2G | [6 empty] | U16 | 920
273 | PG-9352 | FWS B/L |  | PBX 100 XA | P206-93100 | Rueger |  |  |  | 0 | 15 | Kg/cm2G | [6 empty] | U17 | 930
274 | PG-9551 | FNG TO IGNITOR |  | PBX 100 XA | P206-95100 | Rueger |  |  |  | 0 | 10 | Kg/cm2G | [6 empty] | U22 | 950
275 | PG-9651 | D-961 | D-961 | PBX 100 XA | P205-70500 | Rueger | FGS | 3.1 | 40 | 0 | 6 | Kg/cm2G | [6 empty] | OP32 | 960
276 | PG-9656 | PNG B/L |  | PBX 100 XA |  | Rueger | PNG | 13 | AMB | 0 | 25 | Kg/cm2G | [7 empty] | 960
277 | PG-9657 | FNG HEADER |  | PBX 100 XA | P206-96100 | Rueger | FNG | 3.5 | AMB | 0 | 6 | Kg/cm2G | [6 empty] | U23 | 960
278 | PG-9658 | C-009 DISCHARGE | C-009 DISCHARGE | PBX 100 XA | P206-96100 | Rueger | PNG | 17.2 | AMB | 0 | 35 | Kg/cm2G | [6 empty] | U23 | 960
279 | PG-9659 | C-009 SUCTION | C-009 SUCTION | PBX 100 XA | P206-96100 | Rueger | PNG | 12 | AMB | 0 | 25 | Kg/cm2G | [6 empty] | U23 | 960
280 | PG-9661 | FOL TO H-921 |  | PBX 100 XA | P205-70200 | Rueger | FOL | 15 | AMB | 0 | 35 | Kg/cm2G | [6 empty] | OP29 | 960
281 | PG-9751 | P-973 | P-973 | PBX 100 XA | P205-70800 | Rueger | H2O | 2.2 | 40 | 0 | 6 | Kg/cm2G | [6 empty] | OP35 | 970
282 | PG-9851 | T-980 BOTTOM | T-980 BOTTOM | PBX 100 XA | P205-70800 | Rueger | H2O | 0.06 | 98 | 0 | 0.25 | Kg/cm2G | [6 empty] | OP35 | 980
283 | PG-9852 | E-982 SHELL | E-982 SHELL | PBX 100 XA | P205-70800 | Rueger | LPS | 4.7 | 152 | 0 | 10 | Kg/cm2G | [6 empty] | OP35 | 980
284 | PG-9853 | E-985 TO PGL | E-985 TO PGL | PBX 100 XA | P205-70800 | Rueger | NBD,NBA | 0.06 | 42 | 0 | 0.25 | Kg/cm2G | [6 empty] | OP35 | 980
285 | PG-9854 | P-985 | P-985 | PBX 100 XA | P205-70800 | Rueger | NBD,NBA | 3 | 42 | 0 | 6 | Kg/cm2G | [6 empty] | OP35 | 980
286 | PG-9951 | NGS B/L |  | PBX 100 XA |  | Rueger | NGS | 6 | 40 | 0 | 15 | Kg/cm2G | [6 empty] | U04 | 990
287 | PG-9952 | NGB B/L |  | PBX 100 XA |  | Rueger | NGB | 0.5 | 40 | 0 | 1 | Kg/cm2G | [6 empty] | U04 | 990
288 | PG-9953 | D-991 | D-991 | PBX 100 XA | P206-99100 | Rueger | GPI | 8 | AMB | 0 | 15 | Kg/cm2G | [6 empty] | U24 | 990
289 | PG-9954 | D-992 | D-992 | PBX 100 XA | P206-99100 | Rueger | GPI | 7.5 | AMB | 0 | 15 | Kg/cm2G | [6 empty] | U24 | 990
290 | PG-9955 | D-993 | D-993 | PBX 100 XA | P206-99200 | Rueger | NGS | 6 | AMB | 0 | 15 | Kg/cm2G | [6 empty] | U26 | 990
291 | PG-9956 | NGB HEADER |  | PBX 100 XA | P206-99200 | Rueger | NGB | 0.5 | AMB | 0 | 1 | Kg/cm2G | [6 empty] | U26 | 990
292 | PG-0171-1 | COMBUSTION AIR TO BURNER H-011 | H-011 | PCX 160 XB | P205-01300 | Rueger | COMBUSTION AIR | 250mmH2O | 130 | 0 | 600 | mmH2O | [6 empty] | S3 | 010
293 | PG-0171-2 | COMBUSTION AIR TO BURNER H-011 | H-011 | PCX 160 XB | P205-01300 | Rueger | COMBUSTION AIR | 250mmH2O | 130 | 0 | 600 | mmH2O | [6 empty] | S3 | 010
294 | PG-0171-3 | COMBUSTION AIR TO BURNER H-011 | H-011 | PCX 160 XB | P205-01300 | Rueger | COMBUSTION AIR | 250mmH2O | 130 | 0 | 400 | mmH2O | [6 empty] | S3 | 010
295 | PG-0171-4 | COMBUSTION AIR TO BURNER H-011 | H-011 | PCX 160 XB | P205-01300 | Rueger | COMBUSTION AIR | 250mmH2O | 130 | 0 | 400 | mmH2O | [6 empty] | S3 | 010
296 | PG-0172-1 | FUEL GAS TO BURNER H-011 | H-011 | PBX 100 XA | P205-01300 | Rueger | FGS | 0.2 | 33 | 0 | 0.6 | Kg/cm2G | [6 empty] | S3 | 010
297 | PG-0172-2 | FUEL GAS TO BURNER H-011 | H-011 | PBX 100 XA | P205-01300 | Rueger | FGS | 0.2 | 33 | 0 | 0.6 | Kg/cm2G | [6 empty] | S3 | 010
298 | PG-0172-3 | FUEL GAS TO BURNER H-011 | H-011 | PBX 100 XA | P205-01300 | Rueger | FGS | 0.2 | 33 | 0 | 0.6 | Kg/cm2G | [6 empty] | S3 | 010
299 | PG-0172-4 | FUEL GAS TO BURNER H-011 | H-011 | PBX 100 XA | P205-01300 | Rueger | FGS | 0.2 | 33 | 0 | 0.6 | Kg/cm2G | [6 empty] | S3 | 010
300 | PG-0185 |  |  |  | P205-01500 | [13 empty] | S5 | 010
301 | PG-0180 |  |  |  | M354-00161 | [13 empty] | S13 | 010
302 | PG-0181 |  |  |  | M354-00161 | [13 empty] | S13 | 010
303 | PG-0315 |  |  |  | M354-00162 | [13 empty] | S14 | 030
304 | PG-0261B | C012B CO2 GAS SUCTION | C-012B |  | P205-02200 | Wika |  |  |  | 0 | 4 | kg/cm2G | [6 empty] | S7 | 020
305 | PG-0263B | C012B CO2 GAS KICK BACK | C-012B |  |  | Wika |  |  |  | 0 | 25 | kg/cm2G | [7 empty] | 020
306 | PG-0281-1 | C-011 1ST STAGE SUCT. PRESSURE | C-011/013 | BE15-163 |  | NKS | GAS | 9 | 47 | 0 | 20 | Kg/cm2G | [7 empty] | 020
307 | PG-0281-2 | C-011 1ST STAGE DISCHARGE PRESS. | C-011/013 | BE15-163 |  | NKS | GAS | 20.7 | 130 | 0 | 35 | Kg/cm2G | [7 empty] | 020
308 | PG-0281-3 | C-011 2ND STAGE SUCTION PRESS. | C-011/013 | BE15-163 | M323-10160 | NKS | GAS | 20.4 | 40 | 0 | 35 | Kg/cm2G | [6 empty] | S16 | 020
309 | PG-0281-4 | C-011 2ND STAGE DISCHARGE PRESS. | C-011/013 | BE15-163 | M323-10160 | NKS | GAS | 42.7 | 114 | 0 | 70 | Kg/cm2G | [6 empty] | S16 | 020
310 | PG-0281-5 | C-011 1ST STAGE PACKING VENT PRESS. | C-011/013 | BE15-163 | M323-10160 | NKS | N2 | 0.02 | 40 | 0 | 0.5 | Kg/cm2G | [6 empty] | S16 | 020
311 | PG-0281-6 | C-011 2ND STAGE PACKING VENT PRESS. | C-011/013 | BE15-163 | M323-10160 | NKS | N2 | 0.02 | 40 | 0 | 0.5 | Kg/cm2G | [6 empty] | S16 | 020
312 | PG-0281-7 | C-013 1ST STAGE SUCTION PRESS. | C-011/013 | BE15-163 |  | NKS | GAS | 8.1 | 43 | 0 | 20 | Kg/cm2G | [7 empty] | 020
313 | PG-0281-8 | C-013 1ST STAGE DISCHARGE PRESS. | C-011/013 | BE15-163 | M323-10160 | NKS | GAS | 14.2 | 100 | 0 | 25 | Kg/cm2G | [6 empty] | S16 | 020
314 | PG-0281-9 | C-013 2ND STAGE SUCTION PRESS. | C-011/013 | BE15-163 |  | NKS | GAS | 13.9 | 40 | 0 | 25 | Kg/cm2G | [7 empty] | 020
315 | PG-0281-10 | C-013 2ND STAGE DISCHARGE PRESS. | C-011/013 | BE15-163 |  | NKS | GAS | 24.6 | 103 | 0 | 35 | Kg/cm2G | [7 empty] | 020
316 | PG-0281-11 | C-013 1ST STAGE PACKING VENT PRESS. | C-011/013 | BE15-163 | M323-10160 | NKS | N2 | 0.02 | 40 | 0 | 0.5 | Kg/cm2G | [6 empty] | S16 | 020
317 | PG-0281-12 | C-013 2ND STAGE PACKING VENT PRESS. | C-011/013 | BE15-163 | M323-10160 | NKS | N2 | 0.02 | 40 | 0 | 0.5 | Kg/cm2G | [6 empty] | S16 | 020
318 | PG-0281-13 | MAIN LO PUMP DISC. PRESS. | C-011/013 | BE15-163 |  | NKS | LUBE OIL | 3.1 | 55 | 0 | 6 | Kg/cm2G | [7 empty] | 020
319 | PG-0281-14 | AUX LO PUMP DISC. PRESS. | C-011/013 | BE15-163 |  | NKS | LUBE OIL | 3.1 | 55 | 0 | 6 | Kg/cm2G | [7 empty] | 020
320 | PG-0281-15 | LO SUPPLY PRESS. | C-011/013 | BE15-163 |  | NKS | LUBE OIL | 2.5 | 52 | 0 | 6 | Kg/cm2G | [7 empty] | 020
321 | PG-0281-16 | INSTRUMENT AIR SUPPLY PRESS. | C-011/013 | BE10-263 |  | NKS | IA | 7 | AMB | 0 | 10 | Kg/cm2G | [7 empty] | 020
322 | PG-0283-1 | C-012 1ST STAGE SUCTION PRESS. | C-012 | BE15-163 | M323-20160 | NKS | GAS | 1.4 | 40 | 0 | 6 | Kg/cm2G | [6 empty] | S17 | 020
323 | PG-0283-2 | C-012 1ST STAGE DISCHARGE PRESS. | C-012 | BE15-163 | M323-20160 | NKS | GAS | 5.1 | 129 | 0 | 10 | Kg/cm2G | [6 empty] | S17 | 020
324 | PG-0283-3 | C-012 2ND STAGE SUCTION PRESS. | C-012 | BE15-163 | M323-20160 | NKS | GAS | 4.9 | 40 | 0 | 10 | Kg/cm2G | [6 empty] | S17 | 020
325 | PG-0283-4 | C-012 2ND STAGE DISCHARGE PRESS. | C-012 | BE15-163 | M323-20160 | NKS | GAS | 16 | 133 | 0 | 25 | Kg/cm2G | [6 empty] | S17 | 020
326 | PG-0283-5 | C-012 1ST STAGE PACKING VENT PRESS. | C-012 | BE15-163 | M323-20160 | NKS | N2 | 0.02 | 40 | 0 | 0.5 | Kg/cm2G | [6 empty] | S17 | 020
327 | PG-0283-6 | C-012 2ND STAGE PACKING VENT PRESS. | C-012 | BE15-163 | M323-20160 | NKS | N2 | 0.02 | 40 | 0 | 0.5 | Kg/cm2G | [6 empty] | S17 | 020
328 | PG-0283-7 | C-012 MAIN LO PUMP DISC. PRESS. | C-012 | BE15-163 |  | NKS | LUBE OIL | 3.1 | 55 | 0 | 6 | Kg/cm2G | [7 empty] | 020
329 | PG-0283-8 | C-012 AUX LO PUMP DISC. PRESS. | C-012 | BE15-163 |  | NKS | LUBE OIL | 3.1 | 55 | 0 | 6 | Kg/cm2G | [7 empty] | 020
330 | PG-0283-9 | C-012 LO SUPPLY PRESS. | C-012 | BE15-163 |  | NKS | LUBE OIL | 2.5 | 52 | 0 | 6 | Kg/cm2G | [7 empty] | 020
331 | PG-0283-10 | C-012 INSTRUMENT AIR SUPPLY PRESS. | C-012 | BE10-263 |  | NKS | IA | 7 | AMB | 0 | 10 | Kg/cm2G | [7 empty] | 020
332 | PG-0371 | Gauge Pressure | PSA/Membrane |  | 732.51 | Wika | Feed Gas |  |  | 0 | 1.6 | Kg/cm2G | [7 empty] | 030
333 | PG-0372 | Gauge Pressure | PSA/Membrane |  | 732.50 | Wika | H2 |  |  | 0 | 40 | Kg/cm2G | [7 empty] | 030
334 | PG-0476 | Gauge Pressure | PSA/Membrane |  | 732.50 | Wika | H2 |  |  | 0 | 40 | Kg/cm2G | [7 empty] | 040
335 | PG-0477 | Gauge Pressure | PSA/Membrane |  | 732.50 | Wika | H2 |  |  | 0 | 40 | Kg/cm2G | [7 empty] | 040
336 | PG-0478 | Gauge Pressure | PSA/Membrane |  | 732.50 | Wika | H2 |  |  | 0 | 40 | Kg/cm2G | [7 empty] | 040
337 | PG-0479 | Gauge Pressure | PSA/Membrane |  | 732.50 | Wika | H2 |  |  | 0 | 40 | Kg/cm2G
338 | PG-0480 | Gauge Pressure | PSA/Membrane |  | 732.50 | Wika | H2 |  |  | 0 | 40 | Kg/cm2G
339 | PG-0375 | Gauge Pressure | PSA/ Membrane |  |  | Wika | GPI |  |  | 0 | 10 | Kg/cm2G | [7 empty] | 030
340 | PG-0471A | Gauge Pressure | PSA/ Membrane |  | M354-00162 | Wika | Hydrogen | min 0.4 max 12 | min 15 max 85 | 0 | 16 | Kg/cm2G | [6 empty] | S14 | 040
341 | PG-0471B | Gauge Pressure | PSA/ Membrane |  | M354-00162 | Wika | Hydrogen | min 0.4 max 12 | min 15 max 85 | 0 | 16 | Kg/cm2G | [6 empty] | S14 | 040
342 | PG-0471C | Gauge Pressure | PSA/ Membrane |  | M354-00162 | Wika | Hydrogen | min 0.4 max 12 | min 15 max 85 | 0 | 16 | Kg/cm2G | [6 empty] | S14 | 040
343 | PG-0471D | Gauge Pressure | PSA/ Membrane |  | M354-00162 | Wika | Hydrogen | min 0.4 max 12 | min 15 max 85 | 0 | 16 | Kg/cm2G | [6 empty] | S14 | 040
344 | PG-1157A | P-118A | P-118A | PBX 100 XA | P205-10200 | Rueger | HWS | 5.7 | 68 | 0 | 10 | Kg/cm2G | [6 empty] | OP-002 | 110
345 | PG-1157B | P-118B | P-118B | PBX 100 XA | P205-10200 | Rueger | HWS | 5.7 | 68 | 0 | 10 | Kg/cm2G | [6 empty] | OP-002 | 110
346 | PG-1181-1 | C-112 LUBE OIL | C-112 | BE10-263 |  | NKS |  |  |  | 0 | 6 | Kg/cm2G | [7 empty] | 110
347 | PG-1251A | P-121A | P-121A | PBX 100 XA | P205-10200 | Rueger | OXO LIQ | 23 | 100 | 0 | 35 | Kg/cm2G | [6 empty] | OP-002 | 120
348 | PG-1251B | P-121B | P-121B | PBX 100 XA | P205-10200 | Rueger | OXO LIQ | 23 | 100 | 0 | 35 | Kg/cm2G | [6 empty] | OP-002 | 120
349 | PG-1455A | P-142A | P-142A | PBX 100 XA | P205-10500 | Rueger | TOL,TPP | 22 | 129 | 0 | 35 | Kg/cm2G | [6 empty] | OP-005 | 140
350 | PG-1455B | P-142B | P-142B | PBX 100 XA | P205-10500 | Rueger | TOL,TPP | 22 | 129 | 0 | 35 | Kg/cm2G | [6 empty] | OP-005 | 140
351 | PG-1455C | P-142C | P-142C | 232.50.100 | P205-10500 | Wika | TOL,TPP | 22 | 129 | 0 | 35 | Kg/cm2G
352 | PG-1456A | P-145A | P-145A | PBX 100 XA | P205-10500 | Rueger | ND,IBD | 3.7 | 40 | 0 | 6 | Kg/cm2G | [6 empty] | OP-005 | 140
353 | PG-1456B | P-145B | P-145B | PBX 100 XA | P205-10500 | Rueger | ND,IBD | 3.7 | 40 | 0 | 6 | Kg/cm2G | [6 empty] | OP-005 | 140
354 | PG-1459A | P-147A | P-147A | PBX 100 XA | P205-70100 | Rueger | ND,IBD | 4 | 40 | 0 | 10 | Kg/cm2G | [6 empty] | OP28 | 140
355 | PG-1459B | P-147B | P-147B | PBX 100 XA | P205-70100 | Rueger | ND,IBD | 4 | 40 | 0 | 10 | Kg/cm2G | [6 empty] | OP28 | 140
356 | PG-1571-1 | C-150 1ST STAGE SUCTION PRESS. | C-150 | BE15-163 |  | NKS | GAS | 0.03 | 40 | 0 | 4 | Kg/cm2G | [7 empty] | 150
357 | PG-1571-2 | C-150 1ST STAGE DISCHARGE PRESS. | C-150 | BE15-163 |  | NKS | GAS | 1.9 | 86 | 0 | 6 | Kg/cm2G | [7 empty] | 150
358 | PG-1571-3 | C-150 2ND STAGE SUCTION PRESS. | C-150 | BE15-163 |  | NKS | GAS | 1.9 | 86 | 0 | 6 | Kg/cm2G | [7 empty] | 150
359 | PG-1571-4 | C-150 2ND STAGE DISCHARGE PRESS. | C-150 | BE15-163 |  | NKS | GAS | 6 | 122 | 0 | 10 | Kg/cm2G | [7 empty] | 150
360 | PG-1571-5 | C-150 1ST STAGE PACKING VENT PRESS. | C-150 | BE15-163 |  | NKS | N2 | 0.02 | 40 | 0 | 0.5 | Kg/cm2G | [7 empty] | 150
361 | PG-1571-6 | C-150 2ND STAGE PACKING VENT PRESS. | C-150 | BE15-163 |  | NKS | N2 | 0.02 | 40 | 0 | 0.5 | Kg/cm2G | [7 empty] | 150
362 | PG-1571-7 | C-150 MAIN LO PUMP DISC. PRESS. | C-150 | BE15-163 |  | NKS | LUBE OIL | 3.1 | 55 | 0 | 6 | Kg/cm2G | [7 empty] | 150
363 | PG-1571-8 | C-150 AUX LO PUMP DISC. PRESS. | C-150 | BE15-163 |  | NKS | LUBE OIL | 3.1 | 55 | 0 | 6 | Kg/cm2G | [7 empty] | 150
364 | PG-1571-9 | C-150 LO SUPPLY PRESS. | C-150 | BE15-163 |  | NKS | LUBE OIL | 2.5 | 52 | 0 | 6 | Kg/cm2G | [7 empty] | 150
365 | PG-1571-10 | C-150 INSTRUMENT AIR SUPPLY PRESS. | C-150 | BE10-263 |  | NKS | IA | 7 | AMB | 0 | 10 | Kg/cm2G | [7 empty] | 150
366 | PG-1654A | P-162A | P-162A | PBX 100 XA | P205-10700 | Rueger | NBD | 5.6 | 81 | 0 | 10 | Kg/cm2G | [6 empty] | OP-007 | 160
367 | PG-1654B | P-162B | P-162B | PBX 100 XA | P205-10700 | Rueger | NBD | 5.6 | 81 | 0 | 10 | Kg/cm2G | [6 empty] | OP-007 | 160
368 | PG-1655A | P-165A | P-165A | PBX 100 XA | P205-10700 | Rueger | IBD | 6.3 | 50 | 0 | 10 | Kg/cm2G | [6 empty] | OP-007 | 160
369 | PG-1655B | P-165B | P-165B | PBX 100 XA | P205-10700 | Rueger | IBD | 6.3 | 50 | 0 | 10 | Kg/cm2G | [6 empty] | OP-007 | 160
370 | PG-1660A | P-167A | P-167A | PBX 100 XA | P205-70100 | Rueger | NBD | 4.7 | 40 | 0 | 10 | Kg/cm2G | [6 empty] | OP28 | 160
371 | PG-1660B | P-167B | P-167B | PBX 100 XA | P205-70100 | Rueger | NBD | 4.7 | 40 | 0 | 10 | Kg/cm2G | [6 empty] | OP28 | 160
372 | PG-1662A | P-169A | P-169A | PBX 100 XA | P205-70100 | Rueger | IBD | 4.47 | 40 | 0 | 10 | Kg/cm2G | [6 empty] | OP28 | 160
373 | PG-1662B | P-169B | P-169B | PBX 100 XA | P205-70100 | Rueger | IBD | 4.47 | 40 | 0 | 10 | Kg/cm2G | [6 empty] | OP28 | 160
374 | PG-2257-1 | J-225-1 MPS |  | PBX 100 XA | P205-20200 | Rueger | MPS | 15.7 | 201 | 0 | 25 | Kg/cm2G | [6 empty] | OP-009 | 220
375 | PG-2257-2 | J-225-2 MPS |  | PBX 100 XA | P205-20200 | Rueger | MPS | 15.7 | 201 | 0 | 25 | Kg/cm2G | [6 empty] | OP-009 | 220
376 | PG-2258-1 | J-225-1 | J-225-1 | PBX 100 XA | P205-20200 | Rueger | FOL VAPOR | 0.12 | 40 | -76cmHg | 2 | Kg/cm2G | [6 empty] | OP-009 | 220
377 | PG-2258-2 | J-225-2 | J-225-2 | PBX 100 XA | P205-20200 | Rueger | FOL VAPOR | 0.12 | 40 | -76cmHg | 2 | Kg/cm2G | [6 empty] | OP-009 | 220
378 | PG-31510 |  |  |  | P205-30100 | [13 empty] | OP-011 | 310
379 | PG-31511 |  |  |  | P205-30100 | [13 empty] | OP-011 | 310
380 | PG-3152A | P-312A | P-312A | PBX 100 XA | P205-30100 | Rueger | H2O,NAOH | 3.8 | 95 | 0 | 10 | Kg/cm2G | [6 empty] | OP-011 | 310
381 | PG-3152B | P-312B | P-312B | PBX 100 XA | P205-30100 | Rueger | H2O,NAOH | 3.8 | 95 | 0 | 10 | Kg/cm2G | [6 empty] | OP-011 | 310
382 | PG-3153A | P-321A | P-321A | PBX 100 XA | P205-30100 | Rueger | EPA | 1.3 | 95 | 0 | 3 | Kg/cm2G | [6 empty] | OP-011 | 310
383 | PG-3153B | P-321B | P-321B | PBX 100 XA | P205-30100 | Rueger | EPA | 1.3 | 95 | 0 | 3 | Kg/cm2G | [6 empty] | OP-011 | 310
384 | PG-3254A | P-325A | P-325A | PBX 100 XA | P205-30200 | Rueger | EPA | 5.4 | 40 | 0 | 10 | Kg/cm2G | [6 empty] | OP-012 | 320
385 | PG-3254B | P-325B | P-325B | PBX 100 XA | P205-30200 | Rueger | EPA | 5.4 | 40 | 0 | 10 | Kg/cm2G | [6 empty] | OP-012 | 320
386 | PG-XX |  | J-325 |  | P205-30200 | [13 empty] | OP-012 | XX0
387 | PG-YY |  | J-325 |  | P205-30200 | [13 empty] | OP-012 | YY0
388 | PG-ZZ |  | J-325 |  | P205-30200 | [13 empty] | OP-012 | ZZ0
389 | PG-WW |  | J-325 |  | P205-30200 | [13 empty] | OP-012 | WW0
390 | PG-3255A | P-326A | P-326A | PBX 100 XA | P205-30200 | Rueger | H2O | 1.4 | 40 | 0 | 3 | Kg/cm2G | [6 empty] | OP-012 | 320
391 | PG-3255B | P-326B | P-326B | PBX 100 XA | P205-30200 | Rueger | H2O | 1.4 | 40 | 0 | 3 | Kg/cm2G | [6 empty] | OP-012 | 320
392 | PG-3256A | P-322A | P-322A | PBX 100 XA | P205-30200 | Rueger | EPAHB,EPA | 2.44 | 159 | 0 | 6 | Kg/cm2G | [6 empty] | OP-012 | 320
393 | PG-3256B | P-322B | P-322B | PBX 100 XA | P205-30200 | Rueger | EPAHB,EPA | 2.44 | 159 | 0 | 6 | Kg/cm2G | [6 empty] | OP-012 | 320
394 | PG-4152A | P-411A | P-411A | PBX 100 XA |  | Rueger | 2EH,EPA | 44.9 | 56 | 0 | 70 | Kg/cm2G | [7 empty] | 410
395 | PG-4152B | P-411B | P-411B | PBX 100 XA |  | Rueger | 2EH,EPA | 44.9 | 56 | 0 | 70 | Kg/cm2G | [7 empty] | 410
396 | PG-4172A | P-417A | P-417A | PBX 100 XA | P205-70300 | Rueger | 2EH,EPA | 4.6 | 40 | 0 | 10 | kg/cm2G | [6 empty] | OP30 | 410
397 | PG-4172B | P-417B | P-417B | PBX 100 XA | P205-70300 | Rueger | 2EH,EPA | 4.6 | 40 | 0 | 10 | kg/cm2G | [6 empty] | OP30 | 410
398 | PG-4181-1 | C-412 SUCTION PRESS. | C-412 | BE15-163 |  | NKS | GAS | 38 | 40 | 0 | 70 | Kg/cm2G | [7 empty] | 410
399 | PG-4181-2 | C-412 NO.1 CYLINDER DISCHARGE PRESS. | C-412 | BE15-163 |  | NKS | GAS | 42 | 51 | 0 | 70 | Kg/cm2G | [7 empty] | 410
400 | PG-4181-3 | C-412 NO.2 CYLINDER DISCHARGE PRESS. | C-412 | BE15-163 |  | NKS | GAS | 42 | 51 | 0 | 70 | Kg/cm2G | [7 empty] | 410
401 | PG-4181-4 | C-412 NO.1 CYL. PACKING VENT PRESS. | C-412 | BE15-163 |  | NKS | N2 | 0.02 | 40 | 0 | 0.5 | Kg/cm2G | [7 empty] | 410
402 | PG-4181-5 | C-412 NO.2 CYL. PACKING VENT PRESS. | C-412 | BE15-163 |  | NKS | N2 | 0.02 | 40 | 0 | 0.5 | Kg/cm2G | [7 empty] | 410
403 | PG-4181-6 | C-412 MAIN LO PUMP DISC. PRESS. | C-412 | BE15-163 |  | NKS | OIL | 3.1 | 55 | 0 | 6 | Kg/cm2G | [7 empty] | 410
404 | PG-4181-7 | C-412 AUX LO PUMP DISC. PRESS. | C-412 | BE15-163 |  | NKS | OIL | 3.1 | 55 | 0 | 6 | Kg/cm2G | [7 empty] | 410
405 | PG-4181-8 | C-412 LO SUPPLY PRESS. | C-412 | BE15-163 |  | NKS | LGB | 2.5 | 52 | 0 | 6 | Kg/cm2G | [7 empty] | 410
406 | PG-4253A | P-425A | P-425A | PBX 100 XA |  | Rueger | 2EH,NBA | 2.02 | 40 | 0 | 4 | kg/cm2G | [7 empty] | 420
407 | PG-4253B | P-425B | P-425B | PBX 100 XA |  | Rueger | 2EH,NBA | 2.02 | 40 | 0 | 4 | kg/cm2G | [7 empty] | 420
408 | PG-4254A | P-426A | P-426A | PBX 100 XA |  | Rueger | H2O | 1.31 | 40 | 0 | 3 | kg/cm2G | [7 empty] | 420
409 | PG-4254B | P-426B | P-426B | PBX 100 XA |  | Rueger | H2O | 1.31 | 40 | 0 | 3 | kg/cm2G | [7 empty] | 420
410 | PG-4255A | P-422A | P-422A | PBX 100 XA |  | Rueger | 2EH,2EHHB | 2.12 | 139 | 0 | 4 | Kg/cm2G | [7 empty] | 420
411 | PG-4255B | P-422B | P-422B | PBX 100 XA |  | Rueger | 2EH,2EHHB | 2.12 | 139 | 0 | 4 | Kg/cm2G | [7 empty] | 420
412 | PG-4353A | P-435A | P-435A | PBX 100 XA | P205-40400 | Rueger | 2EH,EPA | 5.33 | 100 | 0 | 10 | Kg/cm2G | [6 empty] | OP16 | 430
413 | PG-4353B | P-435B | P-435B | PBX 100 XA | P205-40400 | Rueger | 2EH,EPA | 5.33 | 100 | 0 | 10 | Kg/cm2G | [6 empty] | OP16 | 430
414 | PG-4355-1 | J-435-1 |  | PBX 100 XA |  | Rueger | H2O,NBA | 0.19 | 40 | -76cmHg | 2 | Kg/cm2G | [7 empty] | 430
415 | PG-4355-2 | J-435-2 |  | PBX 100 XA |  | Rueger | H2O,NBA | 0.19 | 40 | -76cmHg | 2 | Kg/cm2G | [7 empty] | 430
416 | PG-4356-1 | J-435-1 MPS |  | PBX 100 XA |  | Rueger | MPS | 15.7 | 201 | 0 | 25 | Kg/cm2G | [7 empty] | 430
417 | PG-4356-2 | J-435-2 MPS |  | PBX 100 XA |  | Rueger | MPS | 15.7 | 201 | 0 | 25 | Kg/cm2G | [7 empty] | 430
418 | PG-4453A | P-442A | P-442A | PBX 100 XA | P205-40500 | Rueger | 2EHHB | 2.24 | 170 | 0 | 5 | Kg/cm2G | [6 empty] | OP17 | 440
419 | PG-4453B | P-442B | P-442B | PBX 100 XA | P205-40500 | Rueger | 2EHHB | 2.24 | 170 | 0 | 5 | Kg/cm2G | [6 empty] | OP17 | 440
420 | PG-4553A | P-455A | P-455A | PBX 100 XA |  | Rueger | 2EH,H2O | 2.24 | 40 | 0 | 6 | Kg/cm2G | [7 empty] | 450
421 | PG-4553B | P-455B | P-455B | PBX 100 XA |  | Rueger | 2EH,H2O | 2.24 | 40 | 0 | 6 | Kg/cm2G | [7 empty] | 450
422 | PG-5152A | P-511A | P-511A | PBX 100 XA | P205-50100 | Rueger | NBA,NBD | 44.23 | 39 | 0 | 70 | Kg/cm2G | [6 empty] | OP19 | 510
423 | PG-5152B | P-511B | P-511B | PBX 100 XA | P205-50100 | Rueger | NBA,NBD | 44.23 | 39 | 0 | 70 | Kg/cm2G | [6 empty] | OP19 | 510
424 | PG-5165A | P-517A | P-517A | PBX 100 XA | P205-70300 | Rueger | NBA,NBD | 4.6 | 40 | 0 | 10 | Kg/cm2G | [6 empty] | OP30 | 510
425 | PG-5165B | P-517B | P-517B | PBX 100 XA | P205-70300 | Rueger | NBA,NBD | 4.6 | 40 | 0 | 10 | Kg/cm2G | [6 empty] | OP30 | 510
426 | PG-5253A | P-525A | P-525A | PBX 100 XA | P205-50200 | Rueger | NBA,NBD | 2.96 | 40 | 0 | 6 | Kg/cm2G | [6 empty] | OP20 | 520
427 | PG-5253B | P-525B | P-525B | PBX 100 XA | P205-50200 | Rueger | NBA,NBD | 2.96 | 40 | 0 | 6 | Kg/cm2G | [6 empty] | OP20 | 520
428 | PG-5255A | P-522A | P-522A | PBX 100 XA | P205-50200 | Rueger | NBA | 2.06 | 120 | 0 | 4 | Kg/cm2G | [6 empty] | OP20 | 520
429 | PG-5255B | P-522B | P-522B | PBX 100 XA | P205-50200 | Rueger | NBA | 2.06 | 120 | 0 | 4 | Kg/cm2G | [6 empty] | OP20 | 520
430 | PG-5353A | P-535A | P-535A | PBX 100 XA | P205-50300 | Rueger | NBA | 4.4 | 40 | 0 | 10 | Kg/cm2G | [6 empty] | OP21 | 530
431 | PG-5353B | P-535B | P-535B | PBX 100 XA | P205-50300 | Rueger | NBA | 4.4 | 40 | 0 | 10 | Kg/cm2G | [6 empty] | OP21 | 530
432 | PG-5453A | P-542A | P-542A | PBX 100 XA | P205-50400 | Rueger | NBAHB | 2.21 | 163 | 0 | 6 | Kg/cm2G | [6 empty] | OP22 | 540
433 | PG-5453B | P-542B | P-542B | PBX 100 XA | P205-50400 | Rueger | NBAHB | 2.21 | 163 | 0 | 6 | Kg/cm2G | [6 empty] | OP22 | 540
434 | PG-5553A | P-555A | P-555A | PBX 100 XA | P205-50500 | Rueger | NBA,NBD | 2.83 | 40 | 0 | 6 | Kg/cm2G | [6 empty] | OP23 | 550
435 | PG-5553B | P-555B | P-555B | PBX 100 XA | P205-50500 | Rueger | NBA,NBD | 2.83 | 40 | 0 | 6 | Kg/cm2G | [6 empty] | OP23 | 550
436 | PG-6601 |  | CO2 |  | CO2 LIQ | [13 empty] | S24 | 660
437 | PG-6602 |  | CO2 |  | CO2 LIQ | [13 empty] | S24 | 660
438 | PG-6153A | P-611A | P-611A | PBX 100 XA | P205-60100 | Rueger | IBA,IBD | 44.2 | 74 | 0 | 70 | Kg/cm2G | [6 empty] | OP24 | 610
439 | PG-6153B | P-611B | P-611B | PBX 100 XA | P205-60100 | Rueger | IBA,IBD | 44.2 | 74 | 0 | 70 | Kg/cm2G | [6 empty] | OP24 | 610
440 | PG-6164A | P-617A | P-617A | PBX 100 XA | P205-70300 | Rueger | IBA | 4.7 | 40 | 0 | 10 | Kg/cm2G | [6 empty] | OP30 | 610
441 | PG-6164B | P-617B | P-617B | PBX 100 XA | P205-70300 | Rueger | IBA | 4.7 | 40 | 0 | 10 | Kg/cm2G | [6 empty] | OP30 | 610
442 | PG-6253A | P-625A | P-625A | PBX 100 XA | P205-60200 | Rueger | IBA | 3.6 | 40 | 0 | 6 | Kg/cm2G | [6 empty] | OP25 | 620
443 | PG-6253B | P-625B | P-625B | PBX 100 XA | P205-60200 | Rueger | IBA | 3.6 | 40 | 0 | 6 | Kg/cm2G | [6 empty] | OP25 | 620
444 | PG-6255A | P-622A | P-622A | PBX 100 XA | P205-60200 | Rueger | IBA,IBAHB | 5.33 | 110 | 0 | 10 | Kg/cm2G | [6 empty] | OP25 | 620
445 | PG-6255B | P-622B | P-622B | PBX 100 XA | P205-60200 | Rueger | IBA,IBAHB | 5.33 | 110 | 0 | 10 | Kg/cm2G | [6 empty] | OP25 | 620
446 | PG-6353A | P-635A | P-635A | PBX 100 XA | P205-60300 | Rueger | IBA,NPA | 3.39 | 40 | 0 | 6 | Kg/cm2G | [6 empty] | OP26 | 630
447 | PG-6353B | P-635B | P-635B | PBX 100 XA | P205-60300 | Rueger | IBA,NPA | 3.39 | 40 | 0 | 6 | Kg/cm2G | [6 empty] | OP26 | 630
448 | PG-6354A | P-632A | P-632A | PBX 100 XA | P205-60300 | Rueger | IBA,IBAHB | 2.02 | 109 | 0 | 4 | Kg/cm2G | [6 empty] | OP26 | 630
449 | PG-6354B | P-632B | P-632B | PBX 100 XA | P205-60300 | Rueger | IBA,IBAHB | 2.02 | 109 | 0 | 4 | Kg/cm2G | [6 empty] | OP26 | 630
450 | PG-6453A | P-642A | P-642A | PBX 100 XA | P205-60400 | Rueger | IBAHB | 2.27 | 128 | 0 | 6 | Kg/cm2G | [6 empty] | OP27 | 640
451 | PG-6453B | P-642B | P-642B | PBX 100 XA | P205-60400 | Rueger | IBAHB | 2.27 | 128 | 0 | 6 | Kg/cm2G | [6 empty] | OP27 | 640
452 | PG-6454A | P-645A | P-645A | PBX 100 XA | P205-60400 | Rueger | IBA | 2.37 | 40 | 0 | 6 | Kg/cm2G | [6 empty] | OP27 | 640
453 | PG-6454B | P-645B | P-645B | PBX 100 XA | P205-60400 | Rueger | IBA | 2.37 | 40 | 0 | 6 | Kg/cm2G | [6 empty] | OP27 | 640
454 | PG-7000 |  | Jetty Pelindo | [15 empty] | U40 | 700
455 | PG-7001 |  | Jetty Pelindo | [15 empty] | U40 | 700
456 | PG-7002 |  | Jetty Pelindo | [15 empty] | U40 | 700
457 | PG-7157A | P-711A DISCH. | P-711A DISCH. | PBX 100 XA | P205-71200 | Rueger | PPY | 23.1~29.3 | 15~36 | 0 | 50 | Kg/cm2G | [6 empty] | U32 | 710
458 | PG-7157B | P-711B DISCH. | P-711B DISCH. | PBX 100 XA | P205-71200 | Rueger | PPY | 23.1~29.3 | 15~36 | 0 | 50 | Kg/cm2G | [6 empty] | U32 | 710
459 | PG-7157 |  | Jetty |  | P205-71100 | [13 empty] | U31 | 710
460 | PG-7161 |  | D-716 |  | P205-71100 | [13 empty] | U31 | 710
461 | PG-7251A | NGB TO TK-721 |  | PCX 160 XB | P205-72100 | Rueger | NGB | 50mmH2O | AMB | -50 | 200 | mmH2O | [6 empty] | U33 | 720
462 | PG-7251B | NGB TO TK-722 |  | PCX 160 XB | P205-72100 | Rueger | NGB | 50mmH2O | AMB | -50 | 200 | mmH2O | [6 empty] | U33 | 720
463 | PG-7252A | P-721A DISCH. | P-721A DISCH. | PBX 100 XA | P205-72100 | Rueger | 2EH | 8.3 | AMB | 0 | 20 | Kg/cm2G | [6 empty] | U33 | 720
464 | PG-7252B | P-721B DISCH. | P-721B DISCH. | PBX 100 XA | P205-72100 | Rueger | 2EH | 8.3 | AMB | 0 | 20 | Kg/cm2G | [6 empty] | U33 | 720
465 | PG-7253A | P-724A DISCH. | P-724A DISCH. | PBX 100 XA | P205-72100 | Rueger | 2EH | 2.4 | AMB | 0 | 6 | Kg/cm2G | [6 empty] | U33 | 720
466 | PG-7253B | P-724B DISCH. | P-724B DISCH. | PBX 100 XA | P205-72100 | Rueger | 2EH | 2.4 | AMB | 0 | 6 | Kg/cm2G | [6 empty] | U33 | 720
467 | PG-7255A | NGB TO TK-723 |  | PCX 160 XB | P205-72200 | Rueger | NGB | 50 | AMB | -50 | 200 | mmH2O | [6 empty] | U34 | 720
468 | PG-7255B | NGB TO TK-724 |  | PCX 160 XB | P205-72200 | Rueger | NGB | 50 | AMB | -50 | 200 | mmH2O | [6 empty] | U34 | 720
469 | PG-7256A | P-722A DISCH. | P-722A DISCH. | PBX 100 XA | P205-72200 | Rueger | NBA | 8.2 | AMB | 0 | 20 | Kg/cm2G | [6 empty] | U34 | 720
470 | PG-7256B | P-722B DISCH. | P-722B DISCH. | PBX 100 XA | P205-72200 | Rueger | NBA | 8.2 | AMB | 0 | 20 | Kg/cm2G | [6 empty] | U34 | 720
471 | PG-7257A | P-725A DISCH. | P-725A DISCH. | PBX 100 XA | P205-72200 | Rueger | NBA | 2.4 | AMB | 0 | 6 | Kg/cm2G | [6 empty] | U34 | 720
472 | PG-7257B | P-725B DISCH. | P-725B DISCH. | PBX 100 XA | P205-72200 | Rueger | NBA | 2.4 | AMB | 0 | 6 | Kg/cm2G | [6 empty] | U34 | 720
473 | PG-7259A | NGB TO TK-725 |  | PCX 160 XB | P205-72300 | Rueger | NGB | 50mmH2O | AMB | -500 | 200 | mmH2O | [6 empty] | U35 | 720
474 | PG-7259B | NGB TO TK-726 |  | PCX 160 XB | P205-72300 | Rueger | NGB | 50mmH2O | AMB | -500 | 200 | mmH2O | [6 empty] | U35 | 720
475 | PG-7260A | P-723A DISCH. | P-723A DISCH. | PBX 100 XA | P205-72300 | Rueger | IBA | 8.3 | AMB | 0 | 20 | Kg/cm2G | [6 empty] | U35 | 720
476 | PG-7260B | P-723B DISCH. | P-723B DISCH. | PBX 100 XA | P205-72300 | Rueger | IBA | 8.3 | AMB | 0 | 20 | Kg/cm2G | [6 empty] | U35 | 720
477 | PG-7261A | P-726A DISCH. | P-726A DISCH. | PBX 100 XA | P205-72300 | Rueger | IBA | 2.4 | AMB | 0 | 6 | Kg/cm2G | [6 empty] | U35 | 720
478 | PG-7261B | P-726B DISCH. | P-726B DISCH. | PBX 100 XA | P205-72300 | Rueger | IBA | 2.4 | AMB | 0 | 6 | Kg/cm2G | [6 empty] | U35 | 720
479 | PG-7551A | P-751A DISCH | P-751A DISCH | - | P206-75100 |  |  |  |  | - | - | - | [6 empty] | U05 | 750
480 | PG-7551B | P-751B DISCH | P-751B DISCH | - | P206-75100 |  |  |  |  | - | - | - | [6 empty] | U05 | 750
481 | PG-7551C | P-751C DISCH | P-751C DISCH | - | P206-75100 |  |  |  |  | - | - | - | [6 empty] | U05 | 750
482 | PG-7553A | P-751A SUC | P-751A SUC | - | P206-75100 |  |  |  |  | - | - | - | [6 empty] | U05 | 750
483 | PG-7553B | P-751B SUC | P-751B SUC | - | [5 empty] | - | - | - | [7 empty] | 750
484 | PG-7553C | P-751C SUC | P-751C SUC | - | [5 empty] | - | - | - | [7 empty] | 750
485 | PG-9112A | LPG | LPG |  | P206-91100 |  | LPG |  |  | 0 | 10 | kg/cm2G | [6 empty] | S15 | 910
486 | PG-9112B | LPG | LPG |  | P206-91100 |  | LPG |  |  | 0 | 10 | kg/cm2G | [6 empty] | S15 | 910
487 | PG-9113A | LPG | LPG |  | P206-91100 |  | LPG |  |  | 0 | 25 | kg/cm2G | [6 empty] | S15 | 910
488 | PG-9113B | LPG | LPG |  | P206-91100 |  | LPG |  |  | 0 | 60 | kg/cm2G | [6 empty] | S15 | 910
489 | PG-9171A | LPG | LPG |  | P206-91100 |  | LPG |  |  | 0 | 25 | kg/cm2G | [6 empty] | S15 | 910
490 | PG-9171B | LPG | LPG |  | P206-91100 |  | LPG | [11 empty] | S15 | 910
491 | PG-9252A | P-922A DISCH. | P-922A DISCH. | PBX 100 XA | P206-92200 | Rueger | LPC | 4.78 | 112 | 0 | 10 | Kg/cm2G | [6 empty] | U15 | 920
492 | PG-9252B | P-922B DISCH. | P-922B DISCH. | PBX 100 XA | P206-92200 | Rueger | LPC | 4.78 | 112 | 0 | 10 | Kg/cm2G | [6 empty] | U15 | 920
493 | PG-9255A | P-921A DISCH. | P-921A DISCH. | PBX 100 XA | P206-92400 | Rueger | BFW | 25 | 133 | 0 | 50 | Kg/cm2G | [6 empty] | U16 | 920
494 | PG-9255B | P-921B DISCH. | P-921B DISCH. | PBX 100 XA | P206-92400 | Rueger | BFW | 25 | 133 | 0 | 50 | Kg/cm2G | [6 empty] | U16 | 920
495 | PG-9351A | P-931A DISCH. | P-931A DISCH. | PBX 100 XA | P206-93100 | Rueger | FWS | 4.5 | AMB | 0 | 10 | Kg/cm2G | [6 empty] | U17 | 930
496 | PG-9351B | P-931B DISCH. | P-931B DISCH. | PBX 100 XA | P206-93100 | Rueger | FWS | 4.5 | AMB | 0 | 10 | Kg/cm2G | [6 empty] | U17 | 930
497 | PG-9353A | P-938A DISCH. | P-938A DISCH. | PBX 100 XA | P206-93200 | Rueger | PWS | 3 | AMB | 0 | 6 | Kg/cm2G | [6 empty] | U18 | 930
498 | PG-9353B | P-938B DISCH. | P-938B DISCH. | PBX 100 XA | P206-93200 | Rueger | PWS | 3 | AMB | 0 | 6 | Kg/cm2G | [6 empty] | U18 | 930
499 | PG-9354A | P-932A DISCH. | P-932A DISCH. | PBX 100 XA | P206-85100 | Rueger | DMW | 5.1 | AMB | 0 | 10 | Kg/cm2G | [6 empty] | U19 | 930
500 | PG-9354B | P-932B DISCH. | P-932B DISCH. | PBX 100 XA | P206-85100 | Rueger | DMW | 5.1 | AMB | 0 | 10 | Kg/cm2G | [6 empty] | U19 | 930
501 | PG-9355A | P-934A DISCH. | P-934A DISCH. | PBX 100 XA | P206-85100 | Rueger | DMW | 3 | AMB | 0 | 6 | Kg/cm2G | [6 empty] | U19 | 930
502 | PG-9355B | P-934B DISCH. | P-934B DISCH. | PBX 100 XA | P206-85100 | Rueger | DMW | 3 | AMB | 0 | 6 | Kg/cm2G | [6 empty] | U19 | 930
503 | PG-9356A | P-930A DISCH. | P-930A DISCH. | PBX 100 XA | P206-93100 | Rueger | FWS | 10.9 | AMB | 0 | 25 | Kg/cm2G | [6 empty] | U17 | 930
504 | PG-9356B | P-930B DISCH. | P-930B DISCH. | PBX 100 XA | P206-93100 | Rueger | FWS | 10.9 | AMB | 0 | 25 | Kg/cm2G | [6 empty] | U17 | 930
505 | PG-9381-1 | Activated Carbon Filter | DEMIN WATER | MOM 901 |  | Wika | RAW | 3.5 | 33 | 0 | 10 | Kg/cm2G | [7 empty] | 930
506 | PG-9381-2 | Activated Carbon Filter | DEMIN WATER | MOM 901 |  |  | RAW | 3.5 | 33 | 0 | 10 | Kg/cm2G | [7 empty] | 930
507 | PG-9381-3 | Cation Exchanger | DEMIN WATER | MOM 901 |  |  | DMW | 3.5 | 33 | 0 | 10 | Kg/cm2G | [7 empty] | 930
508 | PG-9381-4 | Cation Exchanger | DEMIN WATER | MOM 901 |  |  | DMW | 3.5 | 33 | 0 | 10 | Kg/cm2G | [7 empty] | 930
509 | PG-9381-5 | Degasified Water Pump Feed | DEMIN WATER | MOM 901 |  |  | DMW | 5.2 | 33 | 0 | 10 | Kg/cm2G | [7 empty] | 930
510 | PG-9381-6 | Degasified Water Pump Feed | DEMIN WATER | MOM 901 |  |  | DMW | 5.2 | 33 | 0 | 10 | Kg/cm2G | [7 empty] | 930
511 | PG-9381-7 | Anion Exchanger | DEMIN WATER | MOM 901 |  |  | DMW | 5.1 | 33 | 0 | 10 | Kg/cm2G | [7 empty] | 930
512 | PG-9381-8 | Anion Exchanger | DEMIN WATER | MOM 901 |  |  | DMW | 5.1 | 33 | 0 | 10 | Kg/cm2G | [7 empty] | 930
513 | PG-9381-9 | Mixed Bed Polisher | DEMIN WATER | MOM 901 |  |  | DMW | 4.2 | 33 | 0 | 10 | Kg/cm2G | [7 empty] | 930
514 | PG-9381-10 | Mixed Bed Polisher | DEMIN WATER | MOM 901 |  |  | DMW | 4.2 | 33 | 0 | 10 | Kg/cm2G | [7 empty] | 930
515 | PG-9381-11 | Resin Trap | DEMIN WATER | MOM 901 |  |  | DMW | 3.2 | 33 | 0 | 10 | Kg/cm2G | [7 empty] | 930
516 | PG-9381-12 | Steam Feed | DEMIN WATER | MOM 901 |  |  | STEAM | 4 | 152 | 0 | 10 | Kg/cm2G | [7 empty] | 930
517 | PG-9381-13 | Neutralization Pit Blower | DEMIN WATER | MOM 901 |  |  | AIR | 0.45 | 40 | 0 | 1 | Kg/cm2G | [7 empty] | 930
518 | PG-9381-14 | DFS | DEMIN WATER | MOM 901 |  |  | NEU | 2.88 | 33 | 0 | 6 | Kg/cm2G | [7 empty] | 930
519 | PG-9381-15 | Waste Water pump feed | DEMIN WATER | MOM 901 |  |  | NEU | 2.88 | 33 | 0 | 6 | Kg/cm2G | [7 empty] | 930
520 | PG-9451A | P-941A DISCH. | P-941A DISCH. | PBX 100 XA |  | Rueger | CWS | 3.5 | 32 | 0 | 10 | Kg/cm2G | [7 empty] | 940
521 | PG-9451B | P-941B DISCH. | P-941B DISCH. | PBX 100 XA |  | Rueger | CWS | 3.5 | 32 | 0 | 10 | Kg/cm2G | [7 empty] | 940
522 | PG-9452A | P-946A DISCH. | P-946A DISCH. | PBX 100 XA | P206-94200 | Rueger | RWS | 3.5 | AMB | 0 | 10 | Kg/cm2G | [6 empty] | U21 | 940
523 | PG-9452B | P-946B DISCH. | P-946B DISCH. | PBX 100 XA | P206-94200 | Rueger | RWS | 3.5 | AMB | 0 | 10 | Kg/cm2G | [6 empty] | U21 | 940
524 | PG-9653A | P-963A | P-963A | PBX 100 XA | P205-70600 | Rueger | TOL,TPP | 1.6 | 40 | 0 | 4 | Kg/cm2G | [6 empty] | OP33 | 960
525 | PG-9653B | P-963B | P-963B | PBX 100 XA | P205-70600 | Rueger | TOL,TPP | 1.6 | 40 | 0 | 4 | Kg/cm2G | [6 empty] | OP33 | 960
526 | PG-9654A | TK-961A NGB | TK-961A NGB | PCX 160 XB | P205-70200 | Rueger | NGB | 0.005 | 40 | -50 | 200 | mmH2O | [6 empty] | OP29 | 960
527 | PG-9654B | TK-961B NGB | TK-961B NGB | PCX 160 XB | P205-70200 | Rueger | NGB | 0.005 | 40 | -50 | 200 | mmH2O | [6 empty] | OP29 | 960
528 | PG-9655A | P-961A | P-961A | PBX 100 XA | P205-70200 | Rueger | FOL | 18 | 40 | 0 | 35 | Kg/cm2G | [6 empty] | OP29 | 960
529 | PG-9655B | P-961B | P-961B | PBX 100 XA | P205-70200 | Rueger | FOL | 18 | 40 | 0 | 35 | Kg/cm2G | [6 empty] | OP29 | 960
530 | PG-9660-1 | SUCTION SNUBBER | C-009 | BE15-241 | M323-50160 | NKS |  |  |  | 0 | 25 | Kg/cm2G | [6 empty] | S18 | 960
531 | PG-9660-2 | DISCHARGE SNUBBER | C-009 | BE15-241 | M323-50160 | NKS |  |  |  | 0 | 35 | Kg/cm2G | [6 empty] | S18 | 960
532 | PG-9660-3 | LUBRICATING OIL PIPE | C-009 | BE15-243 |  | NKS |  |  |  | 0 | 10 | Kg/cm2G | [7 empty] | 960
533 | PG-9660-4 | 1ST DISTANCEPICE | C-009 | BE10-141 |  | NKS |  |  |  | -76cnHg | 1 | Kg/cm2G | [7 empty] | 960
534 | PG-9660-5 | 2ND DISTANCEPICE | C-009 | BE10-141 | M323-50160 | NKS |  |  |  | -76cnHg | 1 | Kg/cm2G | [6 empty] | S18 | 960
535 | PG-9685A |  | D-968 |  | P206-95100 | [13 empty] | U22 | 960
536 | PDI-9231B | [17 empty] | F-012B | 920
537 | PG-9605 |  |  |  | P205-70700 | [13 empty] | OP34 | 960
538 | PG-9606 |  |  |  | P205-70700 | [13 empty] | OP34 | 960
539 | PG-9014 |  | D-968 |  | P206-95100 | [13 empty] | U22 | 900
540 | PG-9752A | P-974A | P-974A | PBX 100 XA | P205-70800 | Rueger | H2O | 2.3 | 54 | 0 | 6 | Kg/cm2G | [6 empty] | OP35 | 970
541 | PG-9752B | P-974B | P-974B | PBX 100 XA | P205-70800 | Rueger | H2O | 2.3 | 54 | 0 | 6 | Kg/cm2G | [6 empty] | OP35 | 970
542 | PG-9855A | P-982A | P-982A | PBX 100 XA | P205-70800 | Rueger | H2O | 5.3 | 102 | 0 | 10 | Kg/cm2G | [6 empty] | OP35 | 980
543 | PG-9855B | P-982B | P-982B | PBX 100 XA | P205-70800 | Rueger | H2O | 5.3 | 102 | 0 | 10 | Kg/cm2G | [6 empty] | OP35 | 980
544 | PG-0190 |  |  |  | P205-01300 | [13 empty] | S3 | 010
545 | PG-0276 |  |  |  | P205-02300 | [13 empty] | S8 | 020
546 | PG-0212 |  |  |  | P205-02400 | [13 empty] | S9 | 020
547 | PG-9901 |  |  |  | P206-99200 | [13 empty] | U26 | 990
548 | PG-9909 |  |  |  | P206-99200 | [13 empty] | U26 | 990
549 | PG-9900 |  |  |  | P206-99200 | [13 empty] | U26 | 990
#VALUE!
| C-008 | [18 empty] | 000
1 | PG-9811 | Suction Pressure | C-008 | ALF54G (DU1/2-100) |  | Nesstech | GAS | 6 | 35 | 0 | 15 | Kg/cm2G | [7 empty] | 980
2 | PG-9812 | Suction Pressure | C-008 | ALF54G (DU1/2-100) |  | Nesstech | GAS | 6 | 35 | 0 | 15 | Kg/cm2G | [7 empty] | 980
3 | PG-9813 | Discharge Pressure | C-008 | ALF54G (DU1/2-100) |  | Nesstech | GAS | 17 | 115 | 0 | 25 | Kg/cm2G | [7 empty] | 980
4 | PG-9814 | Discharge Pressure | C-008 | ALF54G (DU1/2-100) |  | Nesstech | GAS | 17 | 115 | 0 | 25 | Kg/cm2G | [7 empty] | 980
5 | PG-9817 | Lub Oil Pressure | C-008 | ALF54G (DU1/2-100) |  | Nesstech | Lube oil | 2~4 | 50 | 0 | 6 | Kg/cm2G | [7 empty] | 980
6 | PG-9815 | Distance piece 1st Chamber | C-008 | ALF54G (DU1/2-100) |  | Nesstech | GAS | ATM | AMB | 0 | 6 | Kg/cm2G | [7 empty] | 980
7 | PG-9819 | Distance piece 1st Chamber | C-008 | ALF54G (DU1/2-100) |  | Nesstech | GAS | ATM | AMB | 0 | 6 | Kg/cm2G | [7 empty] | 980
8 | PG-9816 | Distance piece 2nd Chamber | C-008 | ALF54G (DU1/2-100) |  | Nesstech | N2 | ATM | AMB | 0 | 1 | Kg/cm2G | [7 empty] | 980
9 | PG-9818 | Distance piece 2nd Chamber | C-008 | ALF54G (DU1/2-100) |  | Nesstech | N2 | ATM | AMB | 0 | 1 | Kg/cm2G | [7 empty] | 980
10 | PG-9015 |  | C-008 | [15 empty] | U23 | 900
11 | PG-9013 |  | C-008 | [15 empty] | U23 | 900
12 | PG-9655C |  | C-008 | [6 empty] | 0 | 35 | Kg/cm2G | [6 empty] | U23 | 960
13 | PG-9689 |  | C-008 | [6 empty] | 0 | 25 | Kg/cm2G | [6 empty] | U23 | 960
14 | PG-9688 |  | C-008 | [6 empty] | 0 | 35 | Kg/cm2G | [6 empty] | U23 | 960
#VALUE!
| CO2 GAS | [18 empty] | #VALUE!
#VALUE!
550 | PG-10305-16 | Discharge condensate MEA Reboiler | CO gas MEA Reboiler | EN837-1 |  | UNION | Condensate |  |  | 0 | 6 | bar | [5 empty] | 1/2' BSP Bottom Connection | CO(009610) | 100
551 | PG-10404-16 | Top Suction Reclaimer | CO gas Reclaimer | EN837-1 |  | UNION | Demin water |  |  | 0 | 6 | bar | [5 empty] | 1/2' BSP Back Bottom Connection |  | 100
552 | PG-11203-15 | Instrument air for dosing pump | CO gas Dosing Pump | EN837-1 |  | UNION | Air |  |  | 0 | 10 | bar | [5 empty] | 1/2' BSP Bottom Connection | CO(133565) | 110
553 | PG-11204-09 | recycle flue gas cooler | CO gas Flue gas cooler | EN837-1 |  | UNION | Process water |  |  | 0 | 6 | bar | [5 empty] | 1/2' BSP Bottom Connection | CO(133565) | 110
554 | PG-11402-13 | Discharge of absorber recycle | CO gas MEA Filter | EN837-1 |  | UNION | MEA |  |  | 0 | 6 | bar | [5 empty] | 1/2' BSP Bottom Connection | CO(009610) | 110
555 | PG-11403-10 | Suction of absorber recycle | CO gas MEA Filter | EN837-1 |  | UNION | MEA |  |  | 0 | 6 | bar | [5 empty] | 1/2' BSP Bottom Connection | CO(009610) | 110
556 | PG-11403-21 | Discharge E-11403-01 | CO gas MEA Filter | EN837-1 |  | UNION | MEA |  |  | 0 | 6 | bar | [5 empty] | 1/2' BSP Bottom Connection | CO(009610) | 110
557 | PG-11407-12 | Discharge MEA supply pump | CO gas MEA Filter | EN837-1 |  | UNION | MEA |  |  | 0 | 6 | bar | [5 empty] | 1/2' BSP Bottom Connection | CO(009610) | 110
558 | PG-11409-11 | Suction B-11409-40 | CO gas MEA Filter | EN837-1 |  | UNION | MEA |  |  | 0 | 6 | bar | [5 empty] | 1/2' BSP Bottom Connection | CO(009610) | 110
559 | PG-11409-16 | Suction B-11409-40 | CO gas MEA Filter | EN837-1 |  | UNION | MEA |  |  | 0 | 6 | bar | [5 empty] | 1/2' BSP Bottom Connection | CO(009610) | 110
560 | PG-11409-22 | Discharge B-11409-40 | CO gas MEA Filter | EN837-1 |  | UNION | MEA |  |  | 0 | 6 | bar | [5 empty] | 1/2' BSP Bottom Connection | CO(009610) | 110
561 | PG-11409-30 | Discharge B-11409-40 | CO gas MEA Filter | EN837-1 |  | UNION | MEA |  |  | 0 | 6 | bar | [5 empty] | 1/2' BSP Bottom Connection | CO(009610) | 110
562 | PG-11500-15 | Stripper Press. | CO gas Stripper | EN837-1 |  | UNION | MEA |  |  | 0 | 6 | bar | [5 empty] | 1/2' BSP Back Bottom Connection | CO(009610) | 110
563 | PG-11503-04 | Buttom recycle of Stripper | CO gas MEA Filter | EN837-1 |  | UNION | MEA |  |  | 0 | 10 | bar | [5 empty] | 1/2' BSP Bottom Connection | CO(009610) | 110
564 | PG-11558-19 | Water Scrubber to stripper press. | CO gas Gas cooler | EN837-1 |  | UNION | Process water |  |  | 0 | 10 | bar | [5 empty] | 1/2' BSP Bottom Connection | CO(133567) | 110
565 | PG-12303-03 | Demin water to water scrubber | CO gas Flue gas scrubber | EN837-1 |  | UNION | Demin water |  |  | 0 | 6 | bar | [5 empty] | 1/2' BSP Bottom Connection | CO(133567) | 120
566 | PG-50302-01 | CWS | CO gas Water Scrubber | EN837-1 |  | UNION | water |  |  | 0 | 6 | bar | [5 empty] | 1/2' BSP Bottom Connection | CO(222066) | 500
567 | PG-67900-04 | Instrument air | CO gas CO2 Compressor | EN837-1 |  | UNION | air |  |  | 0 | 10 | bar | [5 empty] | 1/2' BSP Bottom Connection |  | 670
568 | PG-10404-25 | Suction P-10404-07 | CO gas Reclaimer | EN837-1 |  | UNION | Demin water |  |  | 0 | 25 | bar | [5 empty] | 1/2' BSP Bottom Connection |  | 100
569 | PG-11404-13 | Discharge P-11404-10 | CO gas Flue gas cooler | EN837-1 |  | UNION | Process water |  |  | 0 | 6 | bar | [5 empty] | 1/2' BSP Bottom Connection | CO(009610) | 110
#VALUE!
| H-922 Project | [18 empty] | 920
#VALUE!
1 | PG-Top Drum | Drum pressure | H-922 Top Drum |  |  | WIKA | steam | 16 | 230 |  |  | bar | [7 empty] | To0
2 | PG-Inlet gas regulator | Inlet gas regulator | H-922 Gas station |  |  |  | NG | 3 | 31 | [10 empty] | In0
3 | PG -Outlet regulator | Outlet gas regulator | H-922 Gas station |  |  |  | NG | 2 | 31 | [10 empty] | Ou0
4 | PG-Outlet Main gas valve 2 | Outlet main gas valve 2 | H-922 Gas station |  |  |  | NG | 2 | 31 | [10 empty] | Ou0
5 | PG-Relief gas | inlet relief gas valve | H-922 Gas station |  |  |  | NG | 2 | 31 | [10 empty] | Re0
6 | PG-Ignition | Ignition pressure | H-922 Burner ignition |  |  |  | NG |  | 31 | [10 empty] | Ig0
7 | PG-Inlet FOL | FOL press. | H-922 FOL station |  |  |  | FOL | 13 | 33 | [10 empty] | In0
8 | PG-outlet Main Valve | FOL press. | H-922 FOL station |  |  |  | FOL |  | 33 | [10 empty] | ou0
9 | PG-Inlet atomizing | Steam atomizing | H-922 FOL station |  |  |  | Steam | 16 | 230 | [10 empty] | In0
10 | PG-Outlet atomizing valve | Steam atomizing | H-922 FOL station |  |  |  | Steam |  | 230 | [10 empty] | Ou0
11 | PG-Damper | Air damper press. | H-922 Damper |  |  |  | Air |  | amb | [10 empty] | Da0
#VALUE!
| CO2 LIQUID | [18 empty] | #VALUE!
#VALUE!
1 | PI-10311-02 | Reboiler condensate | CO2 Liq. 103 | EN-837-1 |  | WIKA | Steam | 2 | 133.5 | -1 | 12 | Bar | [7 empty] | 100
2 | PI-10308-02 | Reboiler drum | CO2 Liq. 103 | EN-837-1 |  | WIKA | Hot water | 4.8 | 133 | -1 | 12 | Bar | [7 empty] | 100
3 | PI-11222-05 | NaOH dosing pump | CO2 Liq. 112-2 | EN-837-1 |  | WIKA | Air | 6 | 32 | 0 | 10 | Bar | [7 empty] | 110
4 | PI-11408-02 | Absorber top cooler | CO2 Liq. 114-2 | EN-837-1 |  | WIKA | Water | 6 | 55 | 0 | 10 | Bar | [7 empty] | 110
5 | PI-11406-01 | Rich MEA | CO2 Liq. 114-3 | EN-837-1 |  | WIKA | MEA | 6 | 108 | 0 | 10 | Bar | [7 empty] | 110
6 | PI-11430-03 | MEA cooler to absorber | CO2 Liq. 114-3 | EN-837-1 |  | WIKA | MEA | 3 | 40 | 0 | 10 | Bar | [7 empty] | 110
7 | PI-11412-04 | MEA Filter | CO2 Liq. 114-3 | EN-837-1 |  | WIKA | MEA | 2 | 40 | 0 | 6 | Bar | [7 empty] | 110
8 | PI-11412-05 | MEA Filter | CO2 Liq. 114-3 | EN-837-1 |  | WIKA | MEA | 2 | 40 | 0 | 6 | Bar | [7 empty] | 110
9 | PI-11411-06 | MEA Filter | CO2 Liq. 114-3 | EN-837-1 |  | WIKA | MEA | 2.2 | 40 | 0 | 6 | Bar | [7 empty] | 110
10 | PI-11450-37 | MEA Make up | CO2 Liq. 114-3 | EN-837-1 |  | WIKA | MEA | 1.5 | 32 | 0 | 10 | Bar | [7 empty] | 110
11 | PI-11503-01 | Lean MEA pump | CO2 Liq. 114-3 | EN-837-1 |  | WIKA | MEA | 4 | 120 | 0 | 10 | Bar | [7 empty] | 110
12 | PI-11506-02 | Water scrubber to absorber | CO2 Liq. 115-2 | EN-837-1 |  | WIKA | Water | 5.3 | 35 | 0 | 6 | Bar | [7 empty] | 110
13 | PI-11603-05 | MEA from Nox flash | CO2 Liq. 116-1 | EN-837-1 |  | WIKA | MEA | 5 | 103 | 0 | 10 | Bar | [7 empty] | 110
14 | PI-33502-01 | Amonia from dehumidifier | CO2 Liq. 335 | EN-837-1 |  | WIKA | Amonia | 4.43 | 0.89 | -1 | 24 | Bar | [7 empty] | 330
15 | PI-38106-05 | Instrument air | CO2 Liq. 103 | EN-837-1 |  | WIKA | Air | 6.01 | 32 | 0 | 10 | Bar | [7 empty] | 380
16 | PI-38110-03 | Amonia to NH3 compr. | CO2 Liq. 335 | EN-837-1 |  | WIKA | Amonia | 0.5 | -28.5 | -1 | 24 | Bar | [7 empty] | 380
17 | PI-47103-01 | Open flash drum | CO2 Liq. 335 | EN-837-1 |  | WIKA | Amonia | 0.89 | 4.43 | -1 | 24 | Bar | [7 empty] | 470
18 | PI-40100-01B | Ref. suction comp. B | CO2 Liq. 401 | EN-837-1 |  | WIKA | Amonia | 0.6 | -25 | -1 | 16 | Bar | [7 empty] | 400
19 | PI-40100-02B | Ref. discharge comp. B | CO2 Liq. 401 | EN-837-1 |  | WIKA | Amonia | 12.7 | 35 | 0 | 25 | Bar | [7 empty] | 400
20 | PI-40100-01A | Ref. suction comp. A | CO2 Liq. 401 | EN-837-1 |  | WIKA | Amonia | 0.6 | -25 | -1 | 16 | Bar | [7 empty] | 400
21 | PI-40100-02A | Ref. discharge comp. A | CO2 Liq. 401 | EN-837-1 |  | WIKA | Amonia | 12.7 | 35 | 0 | 25 | Bar | [7 empty] | 400
22 | PI-40100-01C | Ref. suction comp. C | CO2 Liq. 401 | EN-837-1 |  | WIKA | Amonia | 0.6 | -25 | -1 | 16 | Bar | [7 empty] | 400
23 | PI-40100-02C | Ref. discharge comp. A | CO2 Liq. 401 | EN-837-1 |  | WIKA | Amonia | 12.7 | 35 | 0 | 25 | Bar | [7 empty] | 400
24 | PI-50101-01 | Cooling water | CO2 Liq. 112-2 | EN-837-1 |  | WIKA | Water | 3 | 28 | 0 | 6 | Bar | [7 empty] | 500
25 | PI-10403-16 | Reclaimer spary | CO2 Liq. 104 | EN-837-1 |  | WIKA | Water | 6 | 32 | 0 | 10 | Bar | [7 empty] | 100
26 | PI-10403-25 | Reclaimer seal pump | CO2 Liq. 104 | EN-837-1 |  | WIKA | Water | 6 | 32 | 0 | 10 | Bar | [7 empty] | 100
27 | PI-10402-17 | Reclaimer cyclone inlet | CO2 Liq. 104 | EN-837-1 |  | WIKA | MEA | 21 | 140 | 0 | 25 | Bar | [7 empty] | 100
28 | PI-A20100-01 | Oil compr. A | CO2 Liq. A201 | EN-837-1 |  | Baumer | Oil | 2.5 | 45 | 0 | 6 | Bar | [7 empty] | A20
29 | PI-A20102-03 | Intermediate compr. A | CO2 Liq. A201 | EN-837-1 |  | WIKA | CO2 | 5.2 | 40 | 0 | 6 | Bar | [7 empty] | A20
30 | PI-A20104-04 | Discharge compr. A | CO2 Liq. A201 | EN-837-1 |  | WIKA | CO2 | 18.2 | 40 | 0 | 25 | Bar | [7 empty] | A20
31 | PI-A20112-02 | Sealing comp. A | CO2 Liq. A201 | EN-837-1 |  | WIKA | CO2 | 1 | 32 | 0 | 2 | Bar | [7 empty] | A20
32 | PI-B20100-01 | Oil compr. B | CO2 Liq. B201 | EN-837-1 |  | Baumer | Oil | 2.5 | 45 | 0 | 6 | Bar | [7 empty] | B20
33 | PI-B20102-03 | Intermediate compr. B | CO2 Liq. B201 | EN-837-1 |  | WIKA | CO2 | 5.2 | 40 | 0 | 6 | Bar | [7 empty] | B20
34 | PI-B20104-04 | Discharge compr. B | CO2 Liq. B201 | EN-837-1 |  | WIKA | CO2 | 18.2 | 40 | 0 | 25 | Bar | [7 empty] | B20
35 | PI-B20112-02 | Sealing comp. B | CO2 Liq. B201 | EN-837-1 |  | WIKA | CO2 | 1 | 32 | 0 | 2 | Bar | [7 empty] | B20
36 | PG-7701 | CO2 storage | CO2 Liq. D-771 | - |  | MC | CO2 | 17.2 | -22.8 | 0 | 4 | Mpa | [7 empty] | 770
37 | PG-7702 | CO2 storage | CO2 Liq. D-772 | - |  | MC | CO2 | 17.2 | -22.8 | 0 | 4 | Mpa | [7 empty] | 770
38 | PG-7703 | CO2 storage | CO2 Liq. D-773 | - |  | MC | CO2 | 17.2 | -22.8 | 0 | 4 | Mpa | [7 empty] | 770
#VALUE!
| R O Project | [18 empty] | #VALUE!
#VALUE!
1 | PG-9301 | D-9301 inlet | R/O D-9301 |  |  | Wika | Water |  | 25 |  |  | Bar | [7 empty] | 930
2 | PG-9302 | D-9302 inlet | R/O D-9302 |  |  | Wika | Water |  | 25 |  |  | Bar | [7 empty] | 930
3 | PG-9304 | F-9301A/B inlet | R/O F-9301A/B |  |  | Wika | Water |  | 25 |  |  | Bar | [7 empty] | 930
4 | PG-9305 | F-9301A/B outlet | R/O F-9301A/B |  |  | Wika | Water |  | 25 |  |  | Bar | [7 empty] | 930
5 | PG-9306 | RO Product pump | R/O P-9301 |  |  | Wika | Water |  | 25 |  |  | Bar | [7 empty] | 930
#VALUE!
| Air Dryer Project | [18 empty] | #VALUE!
#VALUE!
1 | PI-018 | Right vessel pressure | Z-991B |  |  |  | Air |  |  |  |  | Bar | [7 empty] | 010
2 | PI-019 | Left vessel pressure | Z-991B |  |  |  | Air |  |  |  |  | Bar | [7 empty] | 010
3 | PI-035 | Depressurise vessel | Z-991B |  |  |  | Air |  |  |  |  | Bar | [7 empty] | 030
#VALUE!
| N2 Generator | [18 empty] | #VALUE!
#VALUE!
1 | PG-101 | Air Tank | N2 Gen. VT-101 |  |  | WIKA |  |  |  | 0 | 15 | Bar | [7 empty] | 100
2 | PG-102 | Nitrogen Tank | N2 Gen. VT-102 | [16 empty] | 100
3 | PG-103 | Nitrogen Tank | N2 Gen. VT-103 | [16 empty] | 100
4 | PG-9966 | D-994 | N2 Gen. D-994 |  |  | Wika | N2 | 6 | AMB | 0 | 15 | Kg/cm2G | [7 empty] | 990
| R-410B | [18 empty] | 410
1 | PG-4151B | D-411B | D-411B | 232.50.100 |  | Wika | 2EH,EPA | 2.8 | 67 | 0 | 6 | Kg/cm2G | [7 empty] | 410
2 | PG-4153B | E-411B SHELL |  | 232.50.100 |  | Wika | MPS | 15.7 | 201 | 0 | 25 | Kg/cm2G | [7 empty] | 410
3 | PG-4154B | GHY B/L |  | 232.50.100 |  | Wika | H2 | 42 | 45 | 0 | 70 | Kg/cm2G | [7 empty] | 410
4 | PG-4155B | R-410B GPA |  | 232.50.100 |  | Wika | GPA | 7.5 | 40 | 0 | 15 | kg/cm2G | [7 empty] | 410
5 | PG-4156B | R-410B NGS |  | 232.50.100 |  | Wika | NGS | 6 | 40 | 0 | 15 | kg/cm2G | [7 empty] | 410
6 | PG-4157B | R-410B | R-410B | 232.50.100 |  | Wika | H2,N2 | 40.3 | 41 | 0 | 70 | kg/cm2G | [7 empty] | 410
7 | PG-4158B | D-412B | D-412B | 232.50.100 |  | Wika | 2EH | 4.5 | 129 | 0 | 10 | kg/cm2G | [7 empty] | 410
8 | PG-4160B | E-416 OUT FGS |  | 232.50.100 |  | Wika | H2,N2 | 2.8 | 20 | 0 | 6 | kg/cm2G | [7 empty] | 410
9 | PG-4162B | Z-412A/B |  | 232.50.100 |  | Wika | 2EH,2EHHB | 4.5 | 124 | 0 | 10 | kg/cm2G | [7 empty] | 410
10 | PG-4165B | R-410B FEED GHY |  | 232.50.100 |  | Wika | H2 | 41.6 | 45 | 0 | 70 | kg/cm2G | [7 empty] | 410
11 | PG-4152C | P-411C | P-411C | 232.50.100 |  | Wika | 2EH,EPA | 44.9 | 56 | 0 | 70 | Kg/cm2G | [7 empty] | 410
| R-510B | [18 empty] | 510
1 | PG-5151B | D-511B | D-511B | 232.50.100 |  | Wika | NBA,NBD | 2.8 | 39 | 0 | 6 | Kg/cm2G | [7 empty] | 510
2 | PG-5152C | D-511B | P-511C | 232.50.100 |  | Wika | NBA,NBD | 2.8 | 39 | 0 | 70 | Kg/cm2G | [7 empty] | 510
3 | PG-5153B | E-511B SHELL |  | 232.50.100 |  | Wika | MPS | 15.7 | 201 | 0 | 25 | Kg/cm2G | [7 empty] | 510
4 | PG-5155B | NGS TO R-510B |  | 232.50.100 |  | Wika | NGS | 6 | 40 | 0 | 15 | Kg/cm2G | [7 empty] | 510
5 | PG-5156B | GPA TO R-510B |  | 232.50.100 |  | Wika | GPA | 7.5 | 40 | 0 | 15 | Kg/cm2G | [7 empty] | 510
6 | PG-5157B | R-510B | R-510 | 232.50.100 |  | Wika | H2 | 42 | 45 | 0 | 70 | Kg/cm2G | [7 empty] | 510
7 | PG-5158B | D-512B | D-512 | 232.50.100 |  | Wika | NBA,H2 | 4.5 | 106 | 0 | 10 | Kg/cm2G | [7 empty] | 510
8 | PG-5160B | E-516B TO FGS |  | 232.50.100 |  | Wika | H2,N2 | 2.8 | 20 | 0 | 6 | Kg/cm2G | [7 empty] | 510
#VALUE!
| T-170 | [18 empty] | 170
1 | PG-1751 | T-170 BOTTOM | T-170 BOTTOM | 632.50.100 |  | Wika | IBD | 0.08 | 120 | 0 | 0.25 | kg/cm2 |  |  |  | 90004172 |  |  |  | 170
2 | PG-1752 | E-172 SHELL | E-172 | 232.50.100 |  | Wika | LPS | 4.7 | 152 | 0 | 10 | kg/cm2 |  |  |  | 90004010 |  |  |  | 170
3 | PG-1753 | P-175 | P-175 | 232.50.100 |  | Wika | NBA,IBD | 2.96 | 40 | 0 | 6 | kg/cm2 |  |  |  | 90004110 |  |  |  | 170
5 | PG-1754 | P-174 | P-174 | 232.50.100 |  | Wika |  |  |  | 0 | 10 | kg/cm2 |  |  |  | 90004010 |  |  |  | 170
7 | PG-1755 | P-172 | P-172 | 232.50.100 |  | Wika | NBA | 2.06 | 120 | 0 | 10 | kg/cm2 |  |  |  | 90004010 |  |  |  | 170
9 | PG-1761 | TK-172 NGB | TK-172 | 632.50.100 |  | Wika | IBD | 0.005 | 40 | -50 | 200 | mmH2O |  |  |  | 90004208 |  |  |  | 170
10 | PG-1762 | P-179 | P-179 | 232.50.100 |  | Wika | IBD | 4.47 | 40 | 0 | 10 | kg/cm2 |  |  |  | 90004010 |  |  |  | 170
#VALUE!
| SWWT | [18 empty] | #VALUE!
1 | PI-001A | Raw water pressure | SWWT P-001A |  |  | Australia |  |  |  | 0 | 10 | kg/cm2 | [7 empty] | 000
2 | PI-001B | Raw water pressure | SWWT P-001B |  |  | Australia |  |  |  | 0 | 10 | kg/cm2 | [7 empty] | 000
3 | PI-003A | F-001A | SWWT F-001A |  |  | Australia |  |  |  | 0 | 10 | kg/cm2 | [7 empty] | 000
4 | PI-003B | F-001B | SWWT F-001B |  |  | Australia |  |  |  | 0 | 10 | kg/cm2 | [7 empty] | 000
5 | PI-005 | D-872 | SWWT D-872 |  |  | Australia |  |  |  | 0 | 10 | kg/cm2 | [7 empty] | 000
6 | PI-006 | D-872 | SWWT D-872 |  |  | Australia |  |  |  | 0 | 10 | kg/cm2 | [7 empty] | 000
7 | PI-007 | D-873 | SWWT D-873 |  |  | Australia |  |  |  | 0 | 10 | kg/cm2 | [7 empty] | 000
8 | PI-008 | D-873 | SWWT D-873 |  |  | Australia |  |  |  | 0 | 10 | kg/cm2 | [7 empty] | 000
| FOL Separator | [18 empty] | #VALUE!
1 | PG-9621 | Feed pump inlet Pressure | FOL Separator |  |  | BLD |  |  |  | 0 | 12 | psi | [7 empty] | 960
2 | PG-9622 | Feed pump oil pressure | FOL Separator |  |  | MIT |  |  |  | 0 | 6 | bar
3 | PG-9623 | Seal water pressure | FOL Separator |  |  | SMC |  |  |  | 0 | 6 | kg/cm2
4 | PG-9624 | Compressor air inlet pressure | FOL Separator
5 | PG-9625 | FOL separator pressure | FOL Separator
Total Equipment |  |  | 683 | [15 empty] | 457
| PG | [17 empty] | S12
Menu

## 4
Equipment List of PRESSURE INSTRUMENTS
Note :
C : Critical; S : Safety; E : Environment
NO | TAG NO. | SERVICE | LOCATION | MODEL | S/N | MFG | Price | P&ID | FLUID NAME | PRESS. (kg/cm2G) | TEMP. (oC) | DETECTOR TYPE | RANGE |  |  | Category |  | COMPLEX GRADE | Spare Part |  | Installed Date | IK/ SOP | PM | Man Power | REMARK
[13 empty] | LO | HI | UNIT | Score | Grade |  | item code | Stock | [5 empty] | Name plate
1 | PS-01 | Pilot plant | R-01 | - |  | - |  | P205-70900-1 |  |  |  | - | - | - | -
2 | PI-01 | Pilot plan | Pilot plan | JTG960-E1G-00000-MAN2-XX |  | Yamatake Honeywell | [5 empty] | PT | 0 | 140 | Kg/cm2G
3 | PT-0101 | NATURAL GAS VENT FROM R-011 | E-019 | JTG940-E1G-00000-GAN2-XX |  | Yamatake Honeywell |  |  | PNG | 15.8 | 360 | PT | 0 | 25 | Kg/cm2G | 5 | C | *
4 | PI-0102 | MP STEAM FEED H-011 | E-026 | JTG940-E1G-00000-GAN2-XX |  | Yamatake Honeywell |  |  | MPS | 16.2 | 205 | PT | 0 | 20 | Kg/cm2G
5 | PI-0103 | NATURAL GAS INTAKE | Lt1 C-009 | JTG940-E1G-00000-GAN2-XX |  | Yamatake Honeywell |  | P205-01100 | PNG | 18.3 | 82 | PT | 0 | 25 | Kg/cm2G
6 | PT-0104 | R-012 MIX NG, CO2, STEAM | R-012 | EJA430A-DAS4A-92DA/FU1/D4 |  | Yokogawa | [5 empty] | PT | 0 | 20 | Kg/cm2G
7 | PI-0105 | H2 RECYCLE FROM C-011 | E-016 | JTG960-E1G-00000-GAN2-XX |  | Yamatake Honeywell |  |  | GHY | 42 | 42 | PT | 0 | 50 | Kg/cm2G
8 | PI-0106 | B-012 SUCTION | E-015 | JTD920-E1R-00000-GWAN2-XX | R0169141241 | Yamatake Honeywell |  |  | FLUE GAS | -200mmH2O | 150 | DPT | -400 | 0 | mmH2O | 125 | C,S | *** | 90003045
9 | PT-0107 | COMBUSTION AIR TO H-011 | E-015 | JTD920-E1R-00000-GWAN2-XX | R0169141242 | Yamatake Honeywell |  |  | AIR | 400mmH2O | 130 | DPT | 0 | 600 | mmH2O | 125 | C, S, E | *** | 90003045
10 | PI-0108 | COMBUSTION AIR TO H-011 | E-015 | JTD920-E1R-00000-GWAN2-XX | R0169141243 | Yamatake Honeywell |  | P205-01200 | AIR | 400mmH2O | 130 | DPT | 0 | 400 | mmH2O | 125 | C, S, E | *** | 90003045
11 | PI-0109 | PROSES GAS E-010 INLET | E-016 | JTG940-E1G-00000-GAN2-XX |  | Yamatake Honeywell |  |  | P | 13.9 | 244 | PT | 0 | 16 | Kg/cm2G
12 | PI-0110 | H-011 OUTLET | H-011 | JTD910-E1R-00000-GWAN2-XX | R0169141251 | Yamatake Honeywell |  | P205-01200 | FLUE GAS | -5mmH2O | 1060 | DPT | -10 | 10 | mmH20 | 125 | C, S, E | *** | 90001027
13 | PT-0111 | H-011 OUTLET | H-011 | JTD910-E1R-00000-GWAN2-XX | R0169141252 | Yamatake Honeywell |  |  | FLUE GAS | -5mmH2O | 1060 | DPT | -30 | 20 | mmH20 | 125 | C, S, E | *** | 90001027
14 | PT-0113 | FUEL GAS TO BURNERS H-011 | E-016 | JTD920-E1R-00000-GWAN2-XX | R0169141244 | Yamatake Honeywell |  |  | FNG | 0.2 | 15.6 | DPT | 0 | 0.25 | Kg/cm2G
15 | PT-0114 | OFF GAS VENT | E-017 | JTG940-E1G-00000-GAN2-XX |  | Yamatake Honeywell |  |  | FGS | 2 | 20 | PT | 0 | 4 | Kg/cm2G | 5 | C | *
16 | PI-0115 | OFF GAS FROM U-031& U-041 | E-016 | JTD920-E1R-00000-GWAN2-XX | R0169141245 | Yamatake Honeywell |  | P205-01300 | FGS | 0.25 | 40 | DPT | 0 | 1 | Kg/cm2G
17 | PI-0117 | FUEL GAS TO BURNERS H-011 | E-016 | JTD920-E1R-00000-GWAN2-XX | R0169141246 | Yamatake Honeywell |  | P205-01300 | FGS | 0.2 | 33 | DPT | 0 | 0.5 | Kg/cm2G | 125 | C, S, E | *** | 90003045
18 | PI-0118 | FUEL GAS TO BURNERS H-011 | E-016 | JTD920-E1R-00000-GWAN2-XX | R0169141247 | Yamatake Honeywell |  | P205-01300 | FGS | 0.2 | 33 | DPT | 0 | 0.5 | Kg/cm2G | 125 | C, S, E | *** | 90003045
19 | PI-0119 | H-011 INLET | H-011 | JTG940-E1G-00000-GAN2-XX |  | Yamatake Honeywell |  | P205-01300 | PROCESS GAS | 12.4 | 520 | PT | 0 | 16 | Kg/cm2G
20 | PDI-0120 | DP OVER H-011 | E-017 | JTD930-E1R-00000-GWAN2-XX | R0169141261 | Yamatake Honeywell |  |  | PROCESS GAS | 12.4 | 520 | DPT | 0 | 4 | Kg/cm2G | 5 | C | *
21 | PT-0121 | STEAM DRUM D-011 | E-016 | JTG940-E1G-00000-GAN2-XX |  | Yamatake Honeywell |  | P205-01400 | MPS | 16.5 | 205 | PT | 0 | 20 | Kg/cm2G | 5 | C | *
22 | PI-0122 | E-016 OUTLET | E-017 | JTG940-E1G-00000-GAN2-XX |  | Yamatake Honeywell |  | P205-01400 | PROCESS GAS | 9 | 240 | PT | 0 | 12 | Kg/cm2G
23 | PT-0124 | D-O12 | E-026 | JTG940-E1G-00000-GAN2-XX |  | Yamatake Honeywell |  |  | PROCESS GAS | 8.4 | 50 | PT | 0 | 12 | Kg/cm2G | 5 | C | *
24 | PT-0125 | MP STEAM HEADER | E-026 | JTG940-E1G-00000-GAN2-XX |  | Yamatake Honeywell |  | P206-92100 | MPS | 16.5 | 205 | PT | 0 | 20 | Kg/cm2G | 5 | C | *
25 | PDI-0140 | R012 MIX NG, CO2, STEAM | R-012 | EJA110A-DHS4A-92DA/FU1/D4 |  | Yokogawa | [5 empty] | PT | 0 | 4 | Kg/cm2G | 5 |  | *
26 | PI-0202 | T-022 TOP | T-022 | JTG940-E1G-00000-GAN2-XX |  | Yamatake Honeywell |  | P205-02100 | CO2 RICH GAS | 1.6 | 115 | PT | 0 | 4 | Kg/cm2G
27 | PDI-0203 | DIFFERENTIAL PRESSURE OVER T-0 | T-022 | JTD920-E1R-00000-GWAN2-XX | R0169141271 | Yamatake Honeywell |  |  | CO2 RICH GAS | 1.7 | 133 | DPT | 0 | 0.15 | Kg/cm2G | 5 | C | *
28 | PI-0204 | E-025 MPS | E-025 | JTG940-E1G-00000-GAN2-XX |  | Yamatake Honeywell |  |  | MPS | 12 | 204 | PT | 0 | 20 | Kg/cm2G
29 | PT-0205 | C-012 DISCHARGE | E-023 | JTG940-E1G-00000-GAN2-XX |  | Yamatake Honeywell |  | P205-02200 | CO2 | 14.5 | 136 | PT | 0 | 20 | Kg/cm2G | 5 | C | *
30 | PI-0207 | C--012 SUCTION | E-021 | JTG940-E1G-00000-GAN2-XX |  | Yamatake Honeywell |  | P205-02200 | CO2 | 1.5 | 40 | PT | 0 | 4 | Kg/cm2G | 5 | C | * | 90001001
31 | PI-0208 | T-023 TOP | T-023 | JTG940-E1G-00000-GAN2-XX |  | Yamatake Honeywell |  | P205-02300 | CO2 | 8.2 | 43 | PT | 0 | 12 | Kg/cm2G
32 | PDI-0209 | DIFRENTIAL PRESURE OVER T-021 | T-021/T-023 | JTD920-E1R-00000-GWAN2-XX | R0169141272 | Yamatake Honeywell |  |  | CO2 | 8.3 | 43 | DPT | 0 | 0.15 | Kg/cm2G | 5 | C | *
33 | PI-0210 | MEA SOLUTION FROM P-021 A/B | E-022 | JTG940-E1G-00000-GAN2-XX |  | Yamatake Honeywell |  |  | MES | 13.5 | 80 | PT | 0 | 20 | Kg/cm2G
34 | PI-0212 | SYNGAS TO C-013 | C-011/018 | JTG940-E1G-00000-GAN2-XX |  | Yamatake Honeywell |  | P205-02400 | SYN GAS | 8.1 | 43 | PT | 0 | 11 | Kg/cm2G | 5 | C | * | 90001001
35 | PDA-0231 | C-011/013-FI L.O | D-003/C-013 | CL10-1M3 |  | NKS |  |  | LUBE OIL | 0.5 | 52 | DPSW | 0 | 2 | Kg/cm2G | 125 | C | *** | 90021171 | [5 empty] | * set 1 kg/cm2G
36 | PS-0232 | C-011/013-FI L.O SUPPLY | C-013 | CQ21-1M3 |  | NKS |  |  | LUBE OIL | 2.5 | 52 | PSW | 0 | 6 | Kg/cm2G | 125 | C | *** | 90021170 | [5 empty] | * set 1.5 kg/cm2G
37 | PS-0233 | C-011/013-FI L.O SUPPLY | C-013 | CQ21-1M3 |  | NKS |  |  | LUBE OIL | 2.5 | 52 | PSW | 0 | 6 | Kg/cm2G | 125 | C | *** | 90021170 | [5 empty] | * set 0.7 kg/cm2G
38 | PS-0234 | C-011/013-P3 LUBRICATOR | C-013 | CQ21-1M3 |  | NKS |  |  | LUBE OIL | 2.8 | AMB | PSW | 0 | 6 | Kg/cm2G | 125 | C | *** | 90021170 | [5 empty] | * set 1.5 kg/cm2G
39 | PDA-0241 | C-012 FI L.O FILTER | E-021/ E-022 | CL10-1M3 |  | NKS |  |  | LUBE OIL | 0.5 | 52 | DPSW | 0 | 2 | Kg/cm2G | 125 | C | *** | 90021171 | [5 empty] | set 1 kg/cm2G
40 | PS-0242 | C-012 L.O SUPPLY | C-012 | CQ21-1M3 |  | NKS |  |  | LUBE OIL | 2.5 | 52 | PSW | 0 | 6 | Kg/cm2G | 125 | C | *** | 90021170 | [5 empty] | * set 1.5 kg/cm2G
41 | PS-0243 | C-012 L.O SUPPLY | C-012 | CQ21-1M3 |  | NKS |  |  | LUBE OIL | 2.5 | 52 | PSW | 0 | 6 | Kg/cm2G | 125 | C | *** | 90021170 | [5 empty] | * set 0.7 kg/cm2G
42 | PS-0244 | C-012 -P3 LUBRICATOR | C-012 | CQ21-1M3 |  | NKS |  | M323-20160 | LUBE OIL | 2.8 | AMB | PSW | 0 | 6 | Kg/cm2G | 125 | C | *** | 90021170 | [5 empty] | * set 1.5 kg/cm2G
43 | PT-0301 | C-013 DISCHARGE | E-021/ E-022 | JTG940-E1G-00000-GAN2-XX |  | Yamatake Honeywell |  | P205-02500 | SYN GAS | 23.8 | 42 | PT | 0 | 30 | Kg/cm2G
44 | PI-0308 | C-011 SUCTION | C-012 | JTG940-E1G-00000-GAN2-XX |  | Yamatake Honeywell |  | P205-02600 | H2 GAS | 9 | 47 | PT | 0 | 15 | Kg/cm2G | 5 | C | * | 90001001
45 | PT-0311 | C-011 DISCHARGE | C-011/018 | JTG960-E1G-00000-GAN2-XX |  | Yamatake Honeywell |  | P205-02600 | H2 GAS | 42 | 42 | PT | 0 | 60 | Kg/cm2G
46 | PT-0321 | FEED HTR U-031-E1 | PSA/ MEMBRANE | 1151GP8S 22 M1 B1 D6 W6 L4 I1 |  | Fisher Rosemount |  | M354-00160 |  |  |  | PT | 0 | 25 | Kg/cm2G | 125 | C, S, E | *** | 90013072
47 | PT-0322 | U-031-E3 | PSA/ MEMBRANE | 1151GP7S 22 M1 B1 D6 W6 L4 I1 |  | Fisher Rosemount |  | M354-00160 |  |  |  | PT | 0 | 15 | Kg/cm2G | 125 | C, S, E | *** | 90013071
48 | PT-0323 | MEMBRANE PERMEATE | PSA/ MEMBRANE | 1151GP7S 22 M1 B1 D6 W6 L4 I1 |  | Fisher Rosemount |  | M354-00160 |  |  |  | PT | 0 | 15 | Kg/cm2G | 125 | C, S, E | *** | 90013071
49 | PT-0324 | PSA UNIT U-041 | PSA/ MEMBRANE | 1151GP7S 22M1 B1 D6 W6 L4 I1 |  | Fisher Rosemount |  | M354-00162 |  |  |  | PT | 0 | 15 | Kg/cm2G | 125 | C, S, E | *** | 90013071
50 | PT-0325 | MEMBRANE PERMEATE | PSA/ MEMBRANE | 11GP5S 22M1 B1 D6 W6 L4 I1 |  | Fisher Rosemount |  | M354-00160 | OFF GAS | 0.6 | 50 | PT | 0 | 1 | Kg/cm2G | 125 | C, S, E | *** | 90004175
51 | PT-0326 | PSA UNIT U-041 | PSA/ MEMBRANE | 1151GP7S 22M1 B1 D6 W6 L4 I1 |  | Fisher Rosemount |  | M354-00162 |  |  |  | PT | 0 | 15 | Kg/cm2G | 125 | C, S, E | *** | 90013071
52 | PT-0327 | MEMBRANE U-031 | PSA/ MEMBRANE | 11GP7S 22M1 B1 D6 W6 L4 I1 |  | Fisher Rosemount |  | M354-00160 |  |  |  | PT | 0 | 15 | Kg/cm2G | 125 | C, S, E | *** | 90013071
53 | PT-0328 | U-031 | PSA/ MEMBRANE | 1151GP8S 22 M1 B1 D6 W6 L4 I1 |  | Fisher Rosemount |  | M354-00160 |  |  |  | PT | 0 | 30 | Kg/cm2G | 125 | C, S, E | *** | 90013072
54 | PI-1001 | GOX B/L | Lt1 P-222 | JTG940-E1G-00000-GAN2-XX |  | Yamatake Honeywell |  | P205-10400 | GOX | 22 | 40 | PT | 0 | 30 | Kg/cm2G
55 | PT-1003 | PPY B/L | Lt1 D-951 | JTG940-E1G-00000-GAN2-XX |  | Yamatake Honeywell |  | P205-10100 | PPY | 22 | 40 | PT | 0 | 30 | Kg/cm2G
56 | PI-1004 | R-101 IN PPY | Lt1 Lt2 R-101 | JTG940-E1G-00000-GAN2-XX |  | Yamatake Honeywell |  | P205-10100 | PPY | 22 | 50 | PT | 0 | 30 | Kg/cm2G
57 | PI-1101 | R-110 | Lt3 R-110 | JTG940-E1G-00000-GAN2-XX |  | Yamatake Honeywell |  | P205-10200 | OXO GAS | 17.5 | 100 | PT | 0 | 30 | Kg/cm2G
58 | PI-1102 | S-115 | Lt4 S-115 | JTG940-E1G-00000-GAN2-XX |  | Yamatake Honeywell |  | P205-10200 | OXO GAS | 17.5 | 40 | PT | 0 | 30 | Kg/cm2G
59 | PT-1103 | D-118 | Lt3 D-118 | JTG940-E1G-00000-GAN2-XX |  | Yamatake Honeywell |  |  | HW VAPOR | 2 | 68 | PT | 0 | 4 | Kg/cm2G
60 | PS-1107 | R-110 PRS. UNIT | Lt3 R-110 |  |  |  |  | P205-10200 | 2EH | - | - | PSW | 0 | 0 | Kg/cm2G
61 | PS-1108 | TK-111 | Lt1 TK-111 | WS212XCG04HA10AEC |  | Delta Control Ltd |  | P205-70100 | TOL VAPOR | 0.005 | 40 | PSW | 0 | 250 | mmH2O
62 | PS-1121 | C-112 LUBE OIL | C-112 | [5 empty] | LO | - | - | PSW | 0.35 | 0 | Kg/cm2G | 5 | C | *
63 | PS-1122 | C112 LUBE OIL | P-723A/ B | [5 empty] | LO | - | - | PSW | 0.7 | 0 | Kg/cm2G | 5 | C | *
64 | PS-1123 | C-112 LUBE OIL | C-112 | [5 empty] | LO | - | - | PSW | 1 | 0 | Kg/cm2G | 5 | C | *
65 | PS-1124 | C-112 PRIMERY GAS SEAL | C-112 | [5 empty] | SEAL GAS | - | - | PSW | 0 | 1.5 | Kg/cm2G
66 | PT-1201 | T-120 TOP | Lt4 T-120 | JTG940-E1G-00000-GAN2-XX |  | Yamatake Honeywell |  | P205-10400 | GOX,PPY | 19 | 95 | PT | 0 | 30 | Kg/cm2G
67 | PT-1202 | S-125 | Lt3 S-125 | JTG940-E1G-00000-GAN2-XX |  | Yamatake Honeywell |  | P205-10400 | PURGE GAS | 4.5 | 20 | PT | 0 | 10 | Kg/cm2G
68 | PT-1301 | D-135 | Lt2 D-135 | JTG940-E1G-00000-GAN2-XX |  | Yamatake Honeywell |  | P205-10300 | PURGE GAS | 15 | 61 | PT | 0 | 30 | Kg/cm2G
69 | PS-1402 | TK-141 | Lt1 TK-141 | WS212XCG04HA10AEC |  | Delta Control Ltd |  | P205-70100 | OXO VAPOR | 0.005 | 40 | PSW | 0 | 250 | mmH2O
70 | PI-1405AC | P-142C | P-142C | PI200-G(0~1MPa)HY6Y3CA5CI | FCN202311238962003 | FeeJoy |  | P205-10500 | TOL, TPP |  |  | PT | 0 | 1 | MPa | [5 empty] | 2024-06-10
71 | PI-1405BC | P-142C | P-142C | PI200-G(0~1MPa)HY6Y3CA5CI | FCN202311238962004 | FeeJoy |  | P205-10500 | TOL, TPP |  |  | PT | 0 | 1 | MPa | [5 empty] | 2024-06-10
72 | PT-1501 | D-151 SUCTION | Lt1 P-102 | JTD920-E1R-00000-GWAN2-XX | R0169141231 | Yamatake Honeywell |  | P205-10600 | OXO GAS | 0.03 | 40 | DPT | 0 | 0.06 | Kg/cm2G | 125 | C, S, E | *** | 90003045
73 | PS-1502 | D-151 | Lt1 D-151 | WS212XCG04HA10AEC |  | Delta Control Ltd |  | P205-10600 | OXO GAS | 0.03 | 40 | PSW | 50 | 0 | mmH2O | 5 | C | *
74 | PT-1503 | D-152 | Lt1 E-153 | JTG940-E1G-00000-GAN2-XX |  | Yamatake Honeywell |  | P205-10600 | OXO GAS | 5.8 | 20 | PT | 0 | 10 | Kg/cm2G
75 | PDA-1521 | C-150-FIL.O.FILTER | H-011 (1) | CL10-1M3 |  | NKS |  |  | OIL | 0.5 | 52 | DPSW | 0 | 2 | Kg/cm2G | 125 | C | *** | 90021171 | [5 empty] | * set 1 kg/cm2G
76 | PS-1522 | C-150-LUBE OIL SUPPLY | C-150 | CQ21-1M3 |  | NKS |  |  | OIL | 2.5 | 52 | PSW | 0 | 6 | Kg/cm2G | 125 | C | *** | 90021170 | [5 empty] | * set 1.5 kg/cm2G
77 | PS-1523 | C-150-LUBE OIL SUPPLY | C-150 | CQ21-1M3 |  | NKS |  |  | OIL | 2.5 | 52 | PSW | 0 | 6 | Kg/cm2G | 125 | C | *** | 90021170 | [5 empty] | * set 0.7 kg/cm2G
78 | PT-1601 | E-162 SHELL | Lt1 T-160 | JTG940-E1G-00000-GAN2-XX |  | Yamatake Honeywell |  | P205-10700 | LPS | 2 | 152 | PT | 0 | 5 | Kg/cm2G
79 | PS-1602 | TK-161 | Lt1 TK-161 | WS212XCG04HA10AEC |  | Delta Control Ltd |  | P205-70100 | NBD VAPOR | 0.005 | 40 | PSW | 0 | 250 | mmH2O
80 | PS-1603 | TK-162 | Lt1 TK-162 | WS212XCG04HA10AEC |  | Delta Control Ltd |  | P205-70100 | IBD | 0.005 | 40 | PSW | 0 | 250 | mmH2O
81 | PI-1604 | T-160 | Lt1 T-160 | JTG920-E1R-00000-GAN2-XX |  | Yamatake Honeywell |  | P205-10700 | NBD | 0.22 | 79 | PT | 0 | 0.4 | Kg/cm2G
82 | PT-2101 | T-210 TOP | Lt3 T-210 | JTA922-E1G-00000-GAN2-XX |  | Yamatake Honeywell |  | P205-20100 | TOL | 0.12 | 50 | PT | 0 | 200 | mmHg
83 | PI-2201 | T-220 TOP | Lt2 T-210 | JTA922-E1G-00000-GAN2-XX |  | Yamatake Honeywell |  | P205-20200 | 2HA,OXOHE | 0.12 | 103 | PT | 0 | 200 | mmHg
84 | PT-2301 | D-230 | Lt3 A-230 | JTG940-E1G-00000-GAN2-XX |  | Yamatake Honeywell |  | P205-20300 | GHY | 20 | 48 | PT | 0 | 30 | Kg/cm2G
85 | PS-2302 | A-230 PRESS. UNIT | D-118 |  |  |  |  | P205-20300 | RW | - | - | PSW | 0 | 0 | Kg/cm2G
86 | PS-2401 | F-240 | Lt2 F-240 | WS212XCU04HA10AEC |  | Delta Control Ltd |  | P205-20300 | Rh CAT | 0.01 | 12 | PSW | 0 | 800 | mmH2O | 5 | C | *
87 | PS-2501 | TK-251 | Lt1 TK-251 | WS212XCG04HA10AEC |  | Delta Control Ltd |  | P205-70200 | Rh CAT VAPOR | 0.005 | 148 | PSW | 0 | 250 | mmH2O
88 | PT-3201 | T-320 TOP | Lt3 T-320 | JTA922-E1G-00000-GAN2-XX |  | Yamatake Honeywell |  | P205-30200 | EPA | 0.14 | 104 | PT | 0 | 200 | mmHg
89 | PT-4101 | D- 411 TO FGS | Lt3 E-428 | JTG940-E1G-00000-GAN2-XX |  | Yamatake Honeywell |  |  | H2,N2 | 2.8 | 20 | PT | 0 | 6 | Kg/cm2G
90 | PI-4102 | GHY B/L | P-225 | JTG960-E1G-00000-GAN2-XX |  | Yamatake Honeywell |  | P205-40100 | H2 | 42 | 45 | PT | 0 | 80 | Kg/cm2G
91 | PT-4103 | R 410 FEED GHY | Lt2 D-411 | JTG960-E1G-00000-GAN2-XX |  | Yamatake Honeywell |  | P205-40100 | H2 | 41.6 | 45 | PT | 0 | 60 | Kg/cm2G | 5 | C | *
92 | PT-4104 | E- 415 OUT | Lt3 E-415 | [5 empty] | H2,N2 | 4.5 | 40 | DPT | 0 | 10 | Kg/cm2G
93 | PI-4105 | F -412 OUT | Lt1 D-412 | [5 empty] | 2EH,2EHHB | 4.5 | 124 | PT | 0 | 10 | Kg/cm2G
94 | PDA-4121 | C- 412 L.O FILTER | C-412 | CL10-1M3 |  | NKS |  |  | OIL | 0.5 | 52 | DPSW | 0 | 2 | Kg/cm2G | 125 | C | *** | 90021171
95 | PS-4122 | C -412 L . O SUPPLY | C-412 | CQ21-1M3 |  | NKS |  |  | OIL | 2.5 | 52 | PSW | 0 | 6 | Kg/cm2G | 125 | C | *** | 90021170 | [5 empty] | * set 1.5 kg/cm2G
96 | PS-4123 | C- 412 L . O SUPPLY | C-412 | CQ21-1M3 |  | NKS |  |  | OIL | 2.5 | 52 | PSW | 0 | 6 | Kg/cm2G | 125 | C | *** | 90021170 | [5 empty] | * set 0.7 kg/cm2G
97 | PS-4124 | C- 412 P3 LUBRICATOR | C-412 | CQ21-1M3 |  | NKS |  |  | OIL | 2.8 | AMB | PSW | 0 | 6 | Kg/cm2G | 5 |  | * | [6 empty] | set 1.5 kg/cm2G
98 | PT-4201 | T -420 TOP | Lt4 T-420 | [5 empty] | 2EH,NBA | 0.2 | 122 | DPT | 0 | 300 | mmHg
99 | PT-4301 | T -430 TOP | Lt4 T-430 |  |  |  |  | P205-40400 | 2EH | 0.2 | 135 | DPT | 0 | 300 | mmHg
100 | PI-4401 | T- 440 TOP | Lt3 T-440 | JTA922-E1G-00000-GAN2-XX |  | Yamatake Honeywell |  | P205-40500 | 2EH | 0.11 | 120 | PT | 0 | 300 | mmHg
101 | PT-5101 | D- 511 TO FGS | Lt2 E-514 | JTG940-E1G-00000-GAN2-XX |  | Yamatake Honeywell |  | P205-50100 | H2,N2 | 2.8 | 20 | PT | 0 | 6 | Kg/cm2G
102 | PT-5102 | R -510 FEED GHY | Lt2 E-514 | JTG960-E1G-00000-GAN2-XX |  | Yamatake Honeywell |  | P205-50100 | H2 | 42 | 45 | PT | 0 | 60 | Kg/cm2G
103 | PT-5104 | E- 515 OUT | Lt3 E-516 | JTG940-E1G-00000-GAN2-XX |  | Yamatake Honeywell |  | P205-50100 | H2,NBA | 4.5 | 40 | PT | 0 | 10 | Kg/cm2G
104 | PI-5105 | F- 512 OUT | Lt1 D-512 | JTG940-E1G-00000-GAN2-XX |  | Yamatake Honeywell |  | P205-50100 | NBA | 4.5 | 106 | PT | 0 | 10 | Kg/cm2G
105 | PT-6101 | D- 611 TO FGS | Lt2 D-625 | JTG940-E1G-00000-GAN2-XX |  | Yamatake Honeywell |  | P205-60100 | H2,IBA | 2.3 | 20 | PT | 0 | 10 | Kg/cm2G
106 | PT-6102 | R- 610 FEED GHY | Lt2 D-625 | JTG960-E1G-00000-GAN2-XX |  | Yamatake Honeywell |  | P205-60100 | H2 | 40 | 40 | PT | 0 | 60 | Kg/cm2G
107 | PI-6103 | F- 612 OUT | R-610 | JTG940-E1G-00000-GAN2-XX |  | Yamatake Honeywell |  | P205-60100 | IBA | 3.6 | 120 | PT | 0 | 10 | Kg/cm2G
108 | PI-7101 | D-711 | D-711 | JTG940-E1G-00000-GAN2-XX |  | Yamatake Honeywell |  | P205-71200 | PPY VAPOR | 8.2~14.5 | 15~36 | PT | 0 | 20 | Kg/cm2G
109 | PI-7102 | D-712 | D-712 | JTG940-E1G-00000-GAN2-XX |  | Yamatake Honeywell |  | P205-71200 | PPY VAPOR | 8.2~14.5 | 15~36 | PT | 0 | 20 | Kg/cm2G
110 | PI-7103 | D-713 | D-713 | JTG940-E1G-00000-GAN2-XX |  | Yamatake Honeywell |  | P205-71200 | PPY VAPOR | 8.2~14.5 | 15~36 | PT | 0 | 20 | kg/cm2G
111 | PI-7104 | D-714 | D-714 | JTG940-E1G-00000-GAN2-XX |  | Yamatake Honeywell |  | P205-71200 | PPY VAPOR | 8.2~14.5 | 15~36 | PT | 0 | 20 | kg/cm2G
112 | PI-7101A | D-711 | D-711 top | PMP71-BBC1S11RHABAZ1 | T804272109C | Endress Hauser |  | P205-71200 | PPY VAPOR | 8.2~14.5 | 15~36 | PT | 0 | 20 | Kg/cm2G
113 | PI-7102A | D-712 | D-712 top | PMP71-BBC1S11RHABAZ1 | T804292109C | Endress Hauser |  | P205-71200 | PPY VAPOR | 8.2~14.5 | 15~36 | PT | 0 | 20 | Kg/cm2G
114 | PI-7103A | D-713 | D-713 top | PMP71-BBC1S11RHABAZ1 | T8042B2109C | Endress Hauser |  | P205-71200 | PPY VAPOR | 8.2~14.5 | 15~36 | PT | 0 | 20 | kg/cm2G
115 | PI-7104A | D-714 | D-714 top | PMP71-BBC1S11RHABAZ1 | T8042D2109C | Endress Hauser |  | P205-71200 | PPY VAPOR | 8.2~14.5 | 15~36 | PT | 0 | 20 | kg/cm2G
116 | PI-7101B | D-711 | D-711 bottom | PMP71-BBC1S11RHABAZ1 | T804282109C | Endress Hauser |  | P205-71200 | PPY VAPOR | 8.2~14.5 | 15~36 | PT | 0 | 20 | Kg/cm2G
117 | PI-7102B | D-712 | D-712 bottom | PMP71-BBC1S11RHABAZ1 | T8042A2109C | Endress Hauser |  | P205-71200 | PPY VAPOR | 8.2~14.5 | 15~36 | PT | 0 | 20 | Kg/cm2G
118 | PI-7103B | D-713 | D-713 bottom | PMP71-BBC1S11RHABAZ1 | T8042C2109C | Endress Hauser |  | P205-71200 | PPY VAPOR | 8.2~14.5 | 15~36 | PT | 0 | 20 | kg/cm2G
119 | PI-7104B | D-714 | D-714 bottom | PMP71-BBC1S11RHABAZ1 | T8042E2109C | Endress Hauser |  | P205-71200 | PPY VAPOR | 8.2~14.5 | 15~36 | PT | 0 | 20 | kg/cm2G
120 | PT-7105 | PPY TO D-715 | D-713 |  |  |  |  | P205-71100 | PPY | 8.2~14.5 | 15~36 | PT | 0 | 20 | Kg/cm2G
121 | PS-7161 | [6 empty] | P205-71100
122 | PS-7162 |  | D-716 |  |  |  |  | P205-71100
123 | PS-7511 | D-711 FIRE SPRAY SYSTEM | D-711 |  |  |  |  | P206-75100 | FFW | - | - | PSW | 0 | 3.5 | Kg/cm2G
124 | PS-7512 | D-712 FIRE SPRAY SYSTEM | D-712 |  |  |  |  | P206-75100 | FFW | - | - | PSW | 0 | 3.5 | Kg/cm2G
125 | PS-7513 | D-713 FIRE SPRAY SYSTEM | D-713 |  |  |  |  | P206-75100 | FFW | - | - | PSW | 0 | 3.5 | Kg/cm2G
126 | PS-7514 | D-714 FIRE SPRAY SYSTEM | D-714 |  |  |  |  | P206-75100 | FFW | - | - | PSW | 0 | 3.5 | Kg/cm2G
127 | PS-7501 | P-752 | P-752 |  |  | FEMA, Honeywell |  | P206-75100 | FFW | 7.5 | - | PSW | 0 | 10 | Kg/cm2G
128 | PS-8501 | MEDIUM PRESS. STEAM PRESSURE | Incenerator Lt4 | JM11-133 |  | NKS |  | P206-85100 | STEAM | 3.5 | 147 | SWITCH | 0 | 10 | Kg/cm2G
129 | PS-8502 | NATURAL GAS PRESSURE | Incenerator Lt5 | JM11-133 |  | NKS |  | P206-85100 | NG | 1.9 | 16 | SWITCH | 0 | 6 | Kg/cm2G
130 | PS-8503 | COMBUSTION AIR PRESSURE | Incenerator Lt1 | JM31-133 |  | NKS |  | P206-85100 | AIR | 2533mmH2O | 33 | SWITCH | 0 | 3000 | mmH2O
131 | PI-9012 |  | C-008 |  |  |  |  | P206-96100
132 | PI-9161 | LPG project | Reformer | JTG940-E1G-00000-GAN2-XX |  | Yamatake Honeywell | [5 empty] | PT | 0 | 20 | Kg/cm2G | [9 empty] | Ex. PT-0204
133 | PI-9201 | LPS TO UTILTY AREA | Lt1 Rack Room | JTG940-E1G-00000-GAN2-XX |  | Yamatake Honeywell |  | P206-10100 | LPS | 4.5 | 155 | PT | 0 | 10 | kg/cm2G
134 | PI-9202 | MPS TO OCTANOL UNIT | Lt1 Rack Room | JTG940-E1G-00000-GAN2-XX |  | Yamatake Honeywell |  | P206-10100 | MPS | 16 | 204 | PT | 0 | 30 | kg/cm2G
135 | PT-9203 | LPS HEADER | U-031 | JTG940-E1G-00000-GAN2-XX |  | Yamatake Honeywell |  | P206-92100 | LPS | 4.5 | 155 | PT | 0 | 10 | Kg/cm2G
136 | PI-9205 | MPS FROM SYN. GAS UNIT | Lt1 P-225 | JTG940-E1G-00000-GAN2-XX |  | Yamatake Honeywell |  | P206-10100 | MPS | 16 | 204 | PT | 0 | 30 | kg/cm2G
137 | PI-9206 | P-921A/B DISCH | P-921A/B | JTG960-E1G-00000-GAN2-XX |  | Yamatake Honeywell |  | P206-92400 | BFW | 25 | 133 | PT | 0 | 50 | kg/cm2G
138 | PT-9207 | D-921 | P-921A/ B | JTG940-E1G-00000-GAN2-XX |  | Yamatake Honeywell |  | P206-92400 | BFW VAPOR | 2 | 133 | PT | 0 | 4 | Kg/cm2G | 5 | C | * | 90001001
139 | PS-9301C | P-931C | P-931C |  |  | FEMA, Honeywell |  | P206-75100 | FFW | 7.5 | - | PSW | 0 | 10 | Kg/cm2G
140 | PI-9401 | CWS HEADER | D-941 | JTG940-E1G-00000-GAN2-XX |  | Yamatake Honeywell |  |  | CWS | 3.5 | 32 | PT | 0 | 8 | Kg/cm2G | 5 | C | * | 90001001
141 | PI-9402 | RWS HEADER | Lt1 Rack Room | JTG940-E1G-00000-GAN2-XX |  | Yamatake Honeywell |  | P206-10300 | RWS | 3 | 7 | PT | 0 | 6 | Kg/cm2G
142 | PDA-9411 | D-941 | D-941 | - |  | - |  |  | CWS | - | - | DPSW | 0 | 0 | Kg/cm2G
143 | PT-9503 | PGL FLARE | Lt1 D-951 | JTD920-E1R-00000-GWAN2-XX | R0169141281 | Yamatake Honeywell |  |  | PGL | 150mmH2O | 20 | DPT | -100 | 300 | mmH2O
144 | PT-9601 | FNG HEADER | B-012 | JTG940-E1G-00000-GAN2-XX |  | Yamatake Honeywell |  |  | FNG | 3.5 | AMB | PT | 0 | 8 | Kg/cm2G
145 | PI-9603 | PNG B/L | Lt1 B-012 | JTG940-E1G-00000-GAN2-XX |  | Yamatake Honeywell |  | P206-96100 | PNG | 13 | AMB | PT | 0 | 20 | Kg/cm2G
146 | PT-9604 | C-009 MIN. FLOW | Lt1 C-009 | JTG940-E1G-00000-GAN2-XX |  | Yamatake Honeywell |  | P206-96100 | PNG | 17.2 | AMB | PT | 0 | 25 | Kg/cm2G
147 | PT-9605 | Pressure FOL | [18 empty] | Áug 2024
148 | PT-9606 | H-923 Pressure FOL | [18 empty] | Áug 2024
149 | PC-9608 | PNG to FNG header | C-008 |  |  |  |  | P206-96100 |  |  | 115 | PT | 0 | 20 | Kg/cm2G
150 | PS-9611 | C-009 SUCTION | Lt1 C-009 | JTG940-E1G-00000-GAN2-XX |  | Yamatake Honeywell |  | P206-96100 | PNG | 15 | AMB | PT | 0 | 20 | Kg/cm2G
151 | PT-9611
152 | PS-9612 | C-009 L. OIL | Lt1 C-009 |  |  |  |  | M323-50160 | LO |  |  | - | 0.6 | 6 | Kg/cm2G | 125 | C, S, E | ***
153 | PS-9613 | C-009 L. OIL | Lt1 C-009 |  |  |  |  | M323-50160 | LO |  |  | - | 1.5 | 0 | Kg/cm2G | 125 | C, S, E | ***
154 | PDA-9614 | C- 009 LO FILTER | C-009/ E-009 /Z-0 11 |  |  |  |  | M323-50160 | LO |  |  | - | 0.2 | 1 | Kg/cm2G | 125 | C, S, E | ***
155 | PI-9681 |  | C-008 | GTX60G-AAAADAB-AF2ABA3-R1 |  | Azbil | 19802000 | P206-96100 |  |  | AMB |  | 0 | 20 | kg/cm2 |  |  |  | MTL21551
156 | PI-9683 |  | C-008 | GTX60G-AAAADAB-AF2ABA3-R1 |  | Azbil | 19802000 | P206-96100 |  |  | AMB |  | 0 | 20 | kg/cm2 |  |  |  | MTL21551
157 | PS-9812 | Lube oil press LL | C-008 | SGS-C106NM07Q |  | Saginomiya |  |  | Lube oil | 2~4 | 50 |  | 0.06 | 0.6 | MpaG
158 | PS-9813 | Lube oil press L | C-008 | SGS-C106NM07Q |  | Saginomiya |  |  | Lube oil | 2~4 | 50 |  | 0.06 | 0.6 | MpaG
159 | DPTS-9814 | Lube oil Filter | C-008 | DA40UO |  | Wika |  |  | Lube oil | 2~4 | 50 |  | 0 | 2.5 | kg/cm2
160 | PC-9684 | Discharge pressure | C-008 | GTX60G-AAAADAB-AF2ABA3-R1 |  | Azbil | 19802000 | P206-96100 | GAS | 17 | 40 | PT | 0 | 25 | kg/cm2 |  |  |  | MTL21552
161 | PI-9901 | NGS B/L | Lt1 Rack Room | JTG940-E1G-00000-GAN2-XX |  | Yamatake Honeywell |  | P206-10400 | NGS | 6 | 40 | PT | 0 | 15 | kg/cm2
162 | PT-9902 | NGB TO OCTANOL UNIT | Lt1 Rack Room | JTG940-E1G-00000-GAN2-XX |  | Yamatake Honeywell |  | P206-10400 | NGB | 0.5 | 40 | PT | 0 | 1 | Kg/cm2G
163 | PI-9903 | D-992 | C-991A/ B | JTG940-E1G-00000-GAN2-XX |  | Yamatake Honeywell |  | P206-99100 | GPI | 7.5 | AMB | PT | 0 | 15 | Kg/cm2G
164 | PS-9904 | D-992 | C-991A/ B | WS212XEJ04HA10AEC |  | Delta Control Ltd |  | P206-99100 | GPI | 7.5 | AMB | PSW | 5 | 0 | Kg/cm2G
165 | PI-9905 | D-993 | Z-992/D-993 | JTG940-E1G-00000-GAN2-XX |  | Yamatake Honeywell |  | P206-99200 | NGS | 6 | AMB | PT | 0 | 12 | Kg/cm2G
166 | PT-9906 | NGB HEADER | P-723A/ B | JTG940-E1G-00000-GAN2-XX |  | Yamatake Honeywell |  |  | NGB | 0.5 | AMB | PT | 0 | 1 | Kg/cm2G
167 | PI-9907 | D-994 | D-994 | JTG940-E1G-00000-GAN2-XX |  | Azbil |  |  | NGS | 6 | AMB | PT | 0 | 12 | Kg/cm2G
168 | PC-9943 | [6 empty] | CO2 LIQ
169 | PI-0205B | C012B CO2 GAS KICK BACK | C-012B | EJA430A-DAS4A-92DA/FU1/D4 |  | Yokogawa | [5 empty] | PT | 0 | 20 | Kg/cm2G | [9 empty] | Moved to CO2 gas
170 | PT-0206 -1 | C-012 SUCTION VENT | E-021 | JTG940-E1G-00000-GAN2-XX |  | Yamatake Honeywell |  | P205-02200 | CO2 | 1.5 | 40 | PT | 0 | 4 | Kg/cm2G
171 | PT-0206 -2 | C-012 KICK-BACK | E-023 | - |  | - |  | P205-02200 | - | - | - | - | 0 | 4 | Kg/cm2G | 5 |  | * | [6 empty] | common trans. PT-0206
172 | PI-0207B | C012B CO2 GAS SUCTION | C-012B | EJA430A-DAS4A-92DA/FU1/D4 |  | Yokogawa |  | P205-02200 |  |  |  | PT | 0 | 4 | Kg/cm2G | [9 empty] | Moved to CO2 gas
173 | PT-0211 -1 | C-013 SUCTION VENT | TK-021 | JTG940-E1G-00000-GAN2-XX |  | Yamatake Honeywell |  | P205-02400 | SYN GAS | 8.1 | 43 | PT | 0 | 11 | Kg/cm2G | 5 | C | * | 90001001
174 | PT-0211-2 | SYNGAS | E-026 | - |  | - |  | P205-02400 | - | - | - | - | 0 | 11 | Kg/cm2G | 5 |  | * | [6 empty] | common trans. PT-0211
175 | PA-0243B | C012B LUBE OIL SUPPLY | C-012B | [21 empty] | Move to CO2 Gas
176 | PT-0307-1 | C-011 SUCTION VENT | C-012 | JTG940-E1G-00000-GAN2-XX |  | Yamatake Honeywell |  | P205-02600 | H2 GAS | 9 | 47 | PT | 0 | 30 | Kg/cm2G | 5 | C | * | 90001001
177 | PT-0307-2 | C-011 KICK-BACK | C-012 | - |  | - |  | P205-02600 | H2 GAS | - | - | - | 0 | 15 | Kg/cm2G | 5 |  | * | [6 empty] | common trans. PT-0307
178 | PT-0421A | PSA UNIT U-041 | PSA/ MEMBRANE | 1151GP7S 22M1 B1 D6 W6 L4 I1 |  | Fisher Rosemount |  | M354-00162 |  |  |  | PT | 0 | 15 | Kg/cm2G | 125 | C, S, E | *** | 90013071
179 | PT-0421B | PSA UNIT U-042 | PSA/ MEMBRANE | 1151GP7S 22M1 B1 D6 W6 L4 I1 |  | Fisher Rosemount |  | M354-00162 |  |  |  | PT | 0 | 15 | Kg/cm2G | 125 | C, S, E | *** | 90013071
180 | PT-0421C | PSA UNIT U-043 | PSA/ MEMBRANE | 1151GP7S 22M1 B1 D6 W6 L4 I1 |  | Fisher Rosemount |  | M354-00162 |  |  |  | PT | 0 | 15 | Kg/cm2G | 125 | C, S, E | *** | 90013071
181 | PT-0421D | PSA UNIT U-044 | PSA/ MEMBRANE | 1151GP7S 22M1 B1 D6 W6 L4 I1 |  | Fisher Rosemount |  | M354-00162 |  |  |  | PT | 0 | 15 | Kg/cm2G | 125 | C, S, E | *** | 90013071
182 | PT-1002A | D-101 | Lt3 D-101 | JTG940-E1G-00000-GAN2-XX |  | Yamatake Honeywell |  | P205-10100 | PPY | 21 | 52 | PT | 0 | 30 | Kg/cm2G
183 | PT-1002B | D-101 |  | - |  | - |  | P205-10100 | PPY | - | - | - | 0 | 30 | Kg/cm2G | 5 |  | * | [6 empty] | common trans. PT-1002
184 | PS-7501 A | P-751 DISCH | P-751A |  |  |  |  | P206-75100 | FFW | - | - | PSW | 0 | 0 | Kg/cm2G
185 | PS-7501 B | P-751B DISCH | P-751B |  |  |  |  | P206-75100 | FFW | - | - | PSW | 0 | 0 | Kg/cm2G
186 | PS-7501 C | P-751C DISCH | P-751C |  |  |  |  | P206-75100 | FFW | - | - | PSW | 0 | 0 | Kg/cm2G
187 | PI-7511D |  | P-758 |  |  |  |  | P206-75100
188 | PI-7511E |  | P-757 |  |  |  |  | P206-75100
189 | PT-9204-1 | MPS HEADER | Lt1 D-951 | [5 empty] | MPS | 16 | 204 | DPT | 0 | 30 | Kg/cm2G
190 | PT-9204-2 | MPS HEADER | - | - |  | - |  | P206-92100 | MPS | - | - | DPT | 0 | 30 | Kg/cm2G | 5 |  | *
191 | PC-9601-2 |  | C-008 |  |  |  |  | P206-96100
192 | PS-9602 A | TK-961A | Lt1 TK-961A | WS212XCG04HA10AEC |  | Delta Control Ltd |  | P205-70200 | NGB | 0.005 | 42 | PSW | 0 | 250 | mmH2O
193 | PS-9602 B | TK-961B | Lt1 TK-961B | WS212XCG04HA10AEC |  | Delta Control Ltd |  | P205-70200 |  | 0.005 | 42 | PSW | 0 | 250 | mmH2O
CO2 GAS
194 | PS-A20100-03 | CO2 comp. A oil press. low | CO2 Comp | EX-DWR 6 |  | FEMA |  |  | Oil |  |  | PS | 0 | 6 | bar | 5 | C | * | 90021010 |  | 2012 |  |  |  | 7MF1567-3BG00-1AA1
195 | PS-A20101-03 | CO2 comp. A suct. press. low | CO2 Comp | WS212XCG04AHA10HEC |  | Delta Control Limited |  |  | CO2 gaseous |  |  | PS | -1200 | 1200 | mmH2O | 5 | C | * | 90021011 |  | 2012 |  |  |  | Max P in 150MH2O
196 | PT-10302-02 | MEA reboiler inlet press. | MEA Reboiler | Sitrans P220 |  | Siemens |  | CO(009610) | MEA |  |  | PT | 0 | 6 | bar | 5 | C | * | 90001035 |  | 2012 |  |  |  | 7MF1567-3BG00-1AA1
197 | PT-10303-10 | MEA reboiler press. | MEA Reboiler | Sitrans P220 |  | Siemens |  | CO(009610) | steam |  |  | PT | 0 | 25 | bar | 5 | C | * | 90021334 |  | 2012 |  |  |  | 7MF1567-3CD00-1AA1
198 | PT-10402-01 | Reclaimer outlet press. | Reclaimer | Sitrans P220 |  | Siemens |  |  | MEA |  |  | PT | 0 | 6 | bar | 5 | C | * | 90001035 |  | 2012 |  |  |  | 7MF1567-3BG00-1AA1
199 | PT-10403-11 | Reclaimer press. after CRN | Reclaimer | Sitrans P220 |  | Siemens |  | CO(009611) | MEA |  |  | PT | 0 | 25 | bar | 5 | C | * | 90021334 |  | 2012 |  |  |  | 7MF1567-3CD00-1AA1
200 | PT-10403-16 | Reclaimer press. before CRN | Reclaimer | Sitrans P220 |  | Siemens |  | CO(009611) | MEA |  |  | PT | 0 | 6 | bar | 5 | C | * | 90001035 |  | 2012 |  |  |  | 7MF1567-3BG00-1AA1
201 | PT-10404-22 | Demin water dosing pump press. | Reclaimer | Sitrans P220 |  | Siemens |  | CO(009611) | Demin water |  |  | PT | 0 | 25 | bar | 5 | C | * | 90021334 |  | 2012 |  |  |  | 7MF1567-3CD00-1AA1
202 | PT-10409-10 | Reclaimer NaOH pump outlet press. | Reclaimer | Sitrans P220 |  | Siemens |  | CO(009611) | NaOH |  |  | PT | 0 | 6 | bar | 5 | C | * | 90001035 |  | 2012 |  |  |  | 7MF1567-3BG00-1AA1
203 | PT-11201-06 | Flue gas scrubber gas inlet press. | Flue gas scrubber | Sitrans P220 |  | Siemens |  | CO(133565) | Flue gas | 0 |  | PT | 0 | 1.6 | bar, P abs | 5 | C | * |  |  | 2012 |  |  |  | 7MF1565-5BB00-1AB1
204 | PT-11202-03 | Flue gas scrubber gas outlet press. | Flue gas scrubber | Sitrans P220 |  | Siemens |  | CO(133565) | Flue gas |  |  | PT | 0 | 1.6 | bar, P abs | 5 | C | * |  |  | 2012 |  |  |  | 7MF1565-5BB00-1AB1
205 | PT-11302-05 | Exhauster outlet press. | Exhauster | Sitrans P220 |  | Siemens |  | CO(133566) | Flue gas |  |  | PT | 0 | 1.6 | bar, P abs | 5 | C | * |  |  | 2012 |  |  |  | 7MF1565-5BB00-1AB1
206 | PT-11303-15 | MEA reboiler inlet press. | MEA Reboiler | Sitrans P220 |  | Siemens |  | CO(009610) | steam |  |  | PT | 0 | 25 | bar | 5 | C | * | 90021334 |  | 2012 |  |  |  | 7MF1567-3CD00-1AA1
207 | PT-11404-06 | Absorber top cooler pump suct. press. | Absorber top cooler | Sitrans P220 |  | Siemens |  | CO(009610) | Process wtr |  |  | PT | 0 | 6 | bar | 5 | C | * | 90001035 |  | 2012 |  |  |  | 7MF1567-3BG00-1AA1
208 | PT-11500-13 | Stripper press. | Stripper | Sitrans P220 |  | Siemens |  | CO(009610) | MEA |  |  | PT | 0 | 6 | bar | 5 | C | * | 90001035 |  | 2012 |  |  |  | 7MF1567-3BG00-1AA1
209 | PT-11521-01 | Gas cooler press. | Gas cooler | Sitrans P220 |  | Siemens |  | CO(133567) | CO2 gaseous | 0.8 |  | PT | -0.4 | 1.2 | bar | 5 | C | * | 90021142 |  | 2012 |  |  |  | 7MF1565-9AA00-1AB1
210 | PT-20101-04 | Water scrubber outlet press. | Water scrubber | Sitrans P220 |  | Siemens |  | CO(133567) | CO2 gaseous | 0.1 ~ 0.5 |  | PT | -0.4 | 1.2 | bar | 5 | C | * | 90021142 |  | 2012 |  |  |  | 7MF1565-9AA00-1AB1
211 | PT-67900-02 | Instrument air pressure | CO2 Compr | Sitrans P220 |  | Siemens |  | CO(222082) | air |  |  | PT | -1 | 9 | bar | 5 | C | * | 90001034 |  | 2012 |  |  |  | 7MF1567-9AAD0-1AA1
212 | PT-A20102-07 | CO2 comp. A disc. press | CO2 Compr | EJA430A |  | Yokogawa |  |  | CO2 gaseous |  |  | PT | 0 | 20 | kg/cm2 | 5 | C | * |  |  | 2012 |  |  |  | -DSA4A-92DA/FU1/DA
213 | PS-0192 | [6 empty] | S3 | [12 empty] | 2012
214 | PS-0193 | [6 empty] | S3 | [12 empty] | 2012
215 | PI-67900-06 |  | CO |  |  |  |  | CO(222082) | [12 empty] | 2012
H-922
216 | 13B4 | Comb Air Upstream Press | H-922 Damper | P121-400-G11 |  | HWFB System technik |  |  |  | 0 - 0.1 | Amb | PT | 0 | 100 | mbar | 125 | C, S, E | *** | 90012178 |  | 2014 |  |  |  | Output 4 - 20 mA
217 | 19F1 | Press Monitor Oil Min | Oil Station | DWR 16-301 |  | Honeywell |  |  |  | 12 | 32 | PS | 3 | 16 | bar | 125 | C, S, E | *** | MTL22089 |  | 2014 |  |  |  | -25 … 70 degC
218 | 19F2 | Press Monitor Oil Max | Oil Station | DWR 25-301 |  | Honeywell |  |  |  | 12 | 32 | PS | 4 | 25 | bar | 125 | C, S, E | *** | MTL22090 |  | 2014 |  |  |  | -25 … 70 degC
219 | 22F2 | Press Atomizing Medium Min | Oil Station | DWR 16-301 |  | Honeywell |  |  |  | 15 | 230 | PS | 3 | 16 | bar | 125 | C, S, E | *** | MTL22089 |  | 2014 |  |  |  | -25 … 70 degC
220 | 22F3 | Press Monitor Gas Max | Gas station | DWR 6-301 |  | Honeywell |  |  |  | 15 | 31 | PS | 0.5 | 6 | bar | 125 | C, S, E | *** | MTL22088 |  | 2014 |  |  |  | -25 … 70 degC
221 | 22F7 | Press Monitor Gas Min | Gas station | DWR 6-301 |  | Honeywell |  |  |  | 2 | 31 | PS | 0.5 | 6 | bar | 125 | C, S, E | *** | MTL22088 |  | 2014 |  |  |  | -25 … 70 degC
222 | 24F4 | Press Monitor Gas Min | Gas station | DWR 6-301 |  | Honeywell |  |  |  | 2 | 31 | PS | 0.5 | 6 | bar | 125 | C, S, E | *** | MTL22088 |  | 2014 |  |  |  | -25 … 70 degC
223 | 24F6 | Press Monitor Combustion Air Min | Damper | DG50UG-4 |  | Krom Schroder |  |  |  | 0.4 | Amb | PS | 0 | 0.06 | bar | 125 | C, S, E | *** | 90012152 |  | 2014 |  |  |  | Voltage 250VAC / 12 - 24 VAC/DC IP65
224 | 50PS4 | Steam Press High | Top drum | DSB158F001 |  | SAUTER |  |  |  | 16 | 230 | PS | 0 | 60 | bar | 125 | C, S, E | *** | 93006487 |  | 2014 |  |  |  | Voltage 250 VAC IP65
225 | 50PS5 | Steam Press High High | Top drum | DSB158F001 |  | SAUTER |  |  |  | 16 | 230 | PS | 0 | 60 | bar | 125 | C, S, E | *** | 93006487 |  | 2014 |  |  |  | Voltage 250 VAC IP65
226 | 55PT3 | Steam Pressure S10 | Top drum | S#1104FL5T,P#9073930 |  | Wika |  |  |  | 15.6 | 230 | PT | 0 | 40 | bar | 125 | C, S, E | *** | MTL22095 |  | 2014 |  |  |  | Voltage 10-30 VDC Output 4-20 mA
227 | PT-9204-3 | H-922 product | H-922 Vent |  |  | Azbil |  |  | Steam | 16 | 230 | PT | 0 | 30 | kg/cm2 | 125 | C, S, E | *** | 90001001 |  | 2014
228 | PI-9221 | FOL suppy | H-922 |  |  | Azbil |  |  | FOL | 12 | 30 | PT | 0 | 30 | kg/cm2 | 125 | C, S, E | *** | 90001001 |  | 2014
229 | PI-9222 | Fuel NG | H-922 |  |  | Azbil |  |  | NG | 3 | 30 | PT | 0 | 20 | kg/cm2 | 125 | C, S, E | *** | 90001001 |  | 2014
CO2 LIQUID
1 | PS-10119-01 | Steam boiler | RIO-101 | DSB |  | Sauter |  |  | Steam | 2.5 | 138.5 | PS | 0 | 25 | bar | 5 | C | * |  |  | 2014
2 | PS-40100-01A | Ref. Comp. Suct. Press. Low A | RIO-401 | KP1A |  | Danfoss |  |  | Amonia | 1.29 | -28.5 | PS | -0.2 | 7.5 | bar | 5 | C | * | 90021140 |  | 2014
3 | PS-40100-01B | Ref. Comp. Suct. Press. Low B | RIO-401 | KP1A |  | Danfoss |  |  | Amonia | 1.29 | -28.5 | PS | -0.2 | 7.5 | bar | 5 | C | * | 90021140 |  | 2014
4 | PS-40100-01C | Ref. Comp. Suct. Press. Low B | RIO-401 | KP1A |  | Danfoss |  |  | Amonia | 1.29 | -28.5 | PS | -0.2 | 7.5 | bar | 5 | C | * | 90021140 |  | 2014
5 | PS-40100-02A | Ref. Comp. disc. Press. High A | RIO-401 | KP7ABS |  | Danfoss |  |  | Amonia | 16.5 | 75 | PS | 8 | 32 | bar | 5 | C | * |  |  | 2014
6 | PS-40100-02B | Ref. Comp. disc. Press. High B | RIO-401 | KP7ABS |  | Danfoss |  |  | Amonia | 16.5 | 75 | PS | 8 | 32 | bar | 5 | C | * |  |  | 2014
7 | PS-40100-02C | Ref. Comp. disc. Press. High C | RIO-401 | KP7ABS |  | Danfoss |  |  | Amonia | 16.5 | 75 | PS | 8 | 32 | bar | 5 | C | * |  |  | 2014
8 | PS-40100-03A | Ref. Comp. disc. Press. High A | RIO-401 | KP7ABS |  | Danfoss |  |  | Amonia | 16.5 | 75 | PS | 8 | 32 | bar | 5 | C | * |  |  | 2014
9 | PS-40100-03B | Ref. Comp. disc. Press. High B | RIO-401 | KP7ABS |  | Danfoss |  |  | Amonia | 16.5 | 75 | PS | 8 | 32 | bar | 5 | C | * |  |  | 2014
10 | PS-40100-03C | Ref. Comp. disc. Press. High C | RIO-401 | KP7ABS |  | Danfoss |  |  | Amonia | 16.5 | 75 | PS | 8 | 32 | bar | 5 | C | * |  |  | 2014
11 | PS-40113-07A | Ref. Comp. Oil pres. A | RIO-401 | ID 14492202 |  | Bitzer Kuhlmaschinenbau |  |  | Oil | - | 45 | PS | - | - | bar | 5 | C | * |  |  | 2014
12 | PS-40113-07B | Ref. Comp. Oil pres. B | RIO-401 | ID 14492202 |  | Bitzer Kuhlmaschinenbau |  |  | Oil | - | 45 | PS | - | - | bar | 5 | C | * |  |  | 2014
13 | PS-40113-07C | Ref. Comp. Oil pres. C | RIO-401 | ID 14492202 |  | Bitzer Kuhlmaschinenbau |  |  | Oil | - | 45 | PS | - | - | bar | 5 | C | * |  |  | 2014
14 | PS-A20100-01 | CO2 comp. oil press. A | RIO-201A | KP135 |  | Danfoss |  |  | Oil | 2.5 | 50 | PS | -0.2 | 8 | bar | 5 | C | * |  |  | 2014
15 | PS-B20100-01 | CO2 comp. oil press. B | RIO-201B | KP135 |  | Danfoss |  |  | Oil | 2.5 | 50 | PS | -0.2 | 8 | bar | 5 | C | * |  |  | 2014
16 | PDS-40113-01A | Diff. press ref. comp. A | RIO-401 | ID 14492202 |  | Bitzer Kuhlmaschinenbau |  |  | Oil | - | 45 | PS | - | - | bar | 5 | C | * |  |  | 2014
17 | PDS-40113-01B | Diff. press ref. comp. A | RIO-401 | ID 14492202 |  | Bitzer Kuhlmaschinenbau |  |  | Oil | - | 45 | PS | - | - | bar | 5 | C | * |  |  | 2014
18 | PDS-40113-01C | Diff. press ref. comp. A | RIO-401 | ID 14492202 |  | Bitzer Kuhlmaschinenbau |  |  | Oil | - | 45 | PS | - | - | bar | 5 | C | * |  |  | 2014
19 | PDS-A20100-22 | Diff. Press. Comp CO2 A | RIO-201A | 59 010 70 202 | ID 2606374101 | Mann & Hummel |  |  | Oil | 2.5 | 50 | PS | - | - | bar | 5 | C | * |  |  | 2014
20 | PDS-B20100-22 | Diff. Press. Comp CO2 B | RIO-201B | 59 010 70 202 | ID 2606374101 | Mann & Hummel |  |  | Oil | 2.5 | 50 | PS | - | - | bar | 5 | C | * |  |  | 2014
21 | PT-10101-02 | Fluegas inlet to steam boiler | RIO-101 | Sitrans P220 |  | Siemens |  | 00792.101.101.01 | Fluegas | 0.015 | 248.4 | PT | -0.5 | 2.5 | Bar | 5 | C | * |  |  | 2014
22 | PT-10102-03 | Outlet steam boiler | RIO-101 | Sitrans P220/ 7MF1567-9AA00-1AA1 | LKK-E818-092-01-0004 | Siemens |  |  | Fluegas | 0.011 | 151 | PT | -0.5 | 2.5 | Bar | 5 | C | * |  |  | 2014 |  |  |  | 7MF1567-9AA00-1AA1
23 | PT-10119-01 | Steam boiler | RIO-101 | Sitrans P220/ 7MF1567-9AA00-1AA1 | LKK-E714-355-01-0001 | Siemens |  | 00792.101.101.01 | Steam | 2.5 | 138.3 | PT | -1 | 9 | Bar | 5 | C | * | 90001034 |  | 2014 |  |  |  | 7MF1567-9AA00-1AA1
24 | PT-10302-09 | MEA Reboiler press. | RIO-103 | Sitrans P220 |  | Siemens |  |  | Steam | 2 | 138.3 | PT | 0 | 10 | Bar | 5 | C | * |  |  | 2014
25 | PT-10308-12 | Condensate pump disc. | RIO-103 | Sitrans P220/ 7MF1567-9AA00-1AA1 | LKK-F202-236-01-0002 | Siemens |  |  | Hot water | 3 | 133 | PT | -1 | 9 | Bar | 5 | C | * | 90001034 |  | 2014 |  |  |  | 7MF1567-9AA00-1AA1
26 | PT-10312-01 | MEA Reboiler inlet press. | RIO-103 | Sitrans P220 |  | Siemens |  |  | Steam | 4.24 | 143 | PT | -1 | 9 | Bar | 5 | C | * | 90001034 |  | 2014
27 | PT-10401-10 | NaOH dosing pump | RIO-104 | Sitrans P220 |  | Siemens |  |  | NaOH |  | 32 | PT | 0 | 6 | Bar |  | C |  | 90001035 |  | 2014 |  |  |  | 7MF1567-3BG00-1GA1
28 | PT-10402-11 | MEA Circulation disc. Pump | RIO-104 | Sitrans P220/ 7MF1567-3C000-1GA1 | LKK-F112-019-01-0002 | Siemens |  |  | MEA | 21 | 140 | PT | 0 | 25 | Bar | 5 | C | * | 90001043 |  | 2014 |  |  |  | 7MF1567-3CD00-1GA1
29 | PT-10404-01 | MEA Circulation | RIO-104 | Sitrans P220 |  | Siemens |  |  | MEA | 0.1 | 140 | PT | -0.5 | 2 | Bar | 5 | C | * | 90021142 |  | 2014 |  |  |  | 7MF1567-9AA00-1GA1
30 | PT-10405-16 | MEA circulation suct. Pump | RIO-104 | Sitrans P220/ 7MF1567-9AA00-1GA1 | LKK-F112-019-02-0001 | Siemens |  |  | MEA | 0.25 | 130 | PT | -0.5 | 2 | Bar | 5 | C | * | 90021142 |  | 2014 |  |  |  | 7MF1567-9AA00-1GA1
31 | PT-10406-22 | MEA circulation pump seal | RIO-104 | Sitrans P220 |  | Siemens |  |  | water | 22 | 32 | PT | 0 | 25 | Bar | 5 | C | * | 90001043 |  | 2014 |  |  |  | 7MF1567-3CD00-1GA1
32 | PI-10404-16 | [6 empty] | CO(009611) | [12 empty] | 2014
33 | PI-10402-01 | [6 empty] | CO(009611) | [12 empty] | 2014
34 | PT-10404-25 | [6 empty] | CO(009611) | [12 empty] | 2014
35 | PI-10403-23 | [6 empty] | CO(009611) | [12 empty] | 2014
36 | PT-11209-03 | Fluegas scrubber outlet | RIO114-2 | Sitrans P220/ 7MF1566-9AA00-1AD1 |  | Siemens |  |  | Fluegas | -0.03 | 40 | PT | -500 | 2000 | mBar | 5 | C | * |  |  | 2014 |  |  |  | 7MF1567-9AA00-1GA1
37 | PT-11302-03 | Outlet exhasuter | RIO114-2 | Sitrans P220/ 7MF1567-9AA00-1AD1 | LKK-F026-069-01-0002 | Siemens |  |  | Fluegas | 0.017 | 42 | PT | -500 | 2500 | mBar | 5 | C | * |  |  | 2014 |  |  |  | 7MF1567-9AA00-1GA1
38 | PT-11407-01 | Absorber top cooler | RIO114-2 | Sitrans P220 |  | Siemens |  |  | water | 1.01 | 55.1 | PT | 0 | 6 | Bar | 5 | C | * | 90001035 |  | 2014
39 | PT-11500-12 | Stripper press | Stripper | Sitrans PDS III |  | Siemens |  |  | MEA | 0.85 | 120 | PT | -1 | 2.5 | Bar | 5 | C | * | 90021141 |  | 2014
40 | PI-11503-04 | [19 empty] | 2014
41 | PT-11521-03 | Gas cooler | RIO-103 | Sitrans P220/ 7MF1567-9AA00-1AA1 |  | Siemens |  |  | CO2 | 0.8 | 103 | PT | -0.5 | 2 | Bar | 5 | C | * | 90021142 |  | 2014
42 | PT-11603-02 | Nox flash pump | RIO114-3 | Sitrans P220/ 7MF1565-3CA00-1AA1 | LKK-F119-171-04-0001 | Siemens |  |  | MEA | 5 | 103.66 | PT | 0 | 10 | Bar | 5 | C | * |  |  | 2014 |  |  |  | 7MF1567-3CA00-1AA1
43 | PT-11605-01 | Nox flash gas outlet | RIO114-3 | Sitrans P220 |  | Siemens |  |  | CO2 | 0.5 | 103.56 | PT | 0 | 10 | Bar | 5 | C | * |  |  | 2014
44 | PT-12302-05 | Water scrubber outlet press | RIO-103 | Sitrans P220 |  | Siemens |  |  | CO2 | 0.37 | 35 | PT | -0.5 | 2 | Bar | 5 | C | * | 90021142 |  | 2014
45 | PT-33502-02 | Dehumidifier gas outlet | RIO-361 | Sitrans P220 |  | Siemens |  |  | Amonia | 3.5 | 10 | PT | -1 | 24 | Bar | 5 | C | * |  |  | 2014
46 | PT-36102-16A | Dehydrator A | RIO-361 | Sitrans P220 |  | Siemens |  |  | CO2 | 16.8 | 11 | PT | 0 | 25 | Bar | 5 | C | * | 90001043 |  | 2014
47 | PT-36102-16B | Dehydrator B | RIO-361 | Sitrans P220 |  | Siemens |  |  | CO2 | 16.8 | 11 | PT | 0 | 25 | Bar | 5 | C | * | 90001043 |  | 2014
48 | PI-36102-01A |  | CO |  |  |  |  | CO(105281) | [12 empty] | 2014
49 | PI-36102-01B |  | CO |  |  |  |  | CO(105281) | [12 empty] | 2014
50 | PT-37120-08 | CO2 transfer pump suction | RIO-381 | Sitrans P220/ 7MF1565-3CD00-1AA1 | LKK-E213-799-06-0001 | Siemens |  |  | CO2 | 16.8 | -22 | PT | 0 | 25 | Bar | 5 | C | * | 90001043 |  | 2014
51 | PT-37302-03 | CO2 Condenser | RIO-381 | Sitrans P220/ 7MF1567-3CD00-1AA1 | LKK-F119-171-01-0002 | Siemens |  |  | CO2 | 16.7 | -22 | PT | 0 | 25 | Bar | 5 | C | * | 90001043 |  | 2014
52 | PT-37320-02 | CO2 transfer pump discharge | RIO-381 | Sitrans P220/ 7MF1567-3CD00-1AA1 | LKK-F119-171-01-0004 | Siemens |  |  | CO2 | 20.6 | -22 | PT | 0 | 25 | Bar | 5 | C | * | 90001043 |  | 2014
53 | PT-38106-09 | Instrument air | RIO-381 | Sitrans P220/ 7MF1567-3CD00-1AA1 | LKK-F119-171-01-0001 | Siemens |  |  | Air | 6.08 | 32 | PT | 0 | 25 | Bar | 5 | C | * | 90001043 |  | 2014 |  |  |  | 7MF1567-3CD00-1AA1
54 | PT-40101-33 | Ref. Comp. suction press. | RIO-401 | Sitrans P220/ 7MF1567-9AA00-1AA1 | LKK-F119-171-03-0002 | Siemens |  |  | Amonia | 0.35 | -24 | PT | -1 | 24 | Bar | 5 | C | * |  |  | 2014 |  |  |  | 7MF1567-9AA00-1AA1
55 | PT-46101-05 | Ref. Compressor disc/ press. | RIO-381 | Sitrans P220/ 7MF1567-3CD00-1AA1 | LKK-F119-171-01-0005 | Siemens |  |  | Amonia | 13 | 75 | PT | 0 | 25 | Bar | 5 | C | * | 90001043 |  | 2014 |  |  |  | 7MF1567-3CD00-1AA1
56 | PT-47103-30 | Open flash tank outlet | RIO-381 | Sitrans P220 |  | Siemens |  |  | Amonia | 1.5 | 0.89 | PT | -1 | 24 | Bar | 5 | C | * |  |  | 2014
57 | PT-50102-03 | Cooling water | Cooling tower line | Sitrans P220 |  | Siemens |  |  | water | 3 | 28 | PT | 0 | 6 | Bar | 5 | C | * | 90001035 |  | 2014
58 | PT-A20101-01 | CO2 comp. suct A | RIO-201A | Sitrans P220 |  | Siemens |  |  | CO2 | 0.4 | 32 | PT | -0.5 | 2.5 | Bar | 5 | C | * |  |  | 2014
59 | PT-A20102-02 | CO2 comp. intermediate A | RIO-201A | Sitrans P220/ 7MF1567-3BG00-1AA1 | LKK-E618-796-01-0005 | Siemens |  |  | CO2 | 4.09 | 32 | PT | 0 | 6 | Bar | 5 | C | * | 90001035 |  | 2014 |  |  |  | 7MF1567-3BG00-1AA1
60 | PT-A20104-03 | CO2 comp. discharge A | RIO-201A | Sitrans P220/ 7MF1567-3CD00-1AA1 | LKK-E618-796-01-0005 | Siemens |  |  | CO2 | 17.1 | 33 | PT | 0 | 25 | Bar | 5 | C | * | 90001043 |  | 2014 |  |  |  | 7MF1567-3CD00-1AA1
61 | PT-B20101-01 | CO2 comp. suct A | RIO-201B | Sitrans P220/ 7MF1567-9AA00-1AA1 |  | Siemens |  |  | CO2 | 0.4 | 32 | PT | -0.5 | 2.5 | Bar | 5 | C | * |  |  | 2014
62 | PT-B20102-02 | CO2 comp. intermediate A | RIO-201B | Sitrans P220/ 7MF1567-3BG00-1AA1 | LKK-E009-677-01-0001 | Siemens |  |  | CO2 | 4.09 | 32 | PT | 0 | 6 | Bar | 5 | C | * | 90001035 |  | 2014
63 | PT-B20104-03 | CO2 comp. discharge A | RIO-201B | Sitrans P220/ 7MF1567-3CD00-1AA1 | LKK-E205-261-01-0003 | Siemens |  |  | CO2 | 17.1 | 33 | PT | 0 | 25 | Bar | 5 | C | * | 90001043 |  | 2014
64 | PI-7701 | CO2 Liquid stroge tank | D-771 | JTG940-E1G-00000-GAN2-XX | R-01692-41-083 | Yamatake Honeywell |  |  | CO2 |  |  | PT | 0 | 20 | kg/cm2 |  |  |  | 90001001 |  | 2014
65 | PI-7702 | CO2 Liquid stroge tank | D-772 | EJA430-DBS4A-92DA/FU1/D4 | 91J434469 | Yokogawa |  |  | CO2 |  |  | PT | 0 | 20 | kg/cm2 |  |  |  | 90001001 |  | 2014
66 | PI-7703 | CO2 Liquid stroge tank | D-773 | EJA430-DBS4A-92DA/FU1/X1 | 91N431634 | Yokogawa |  |  | CO2 |  |  | PT | 0 | 20 | kg/cm2 |  |  |  | 90001001 |  | 2014
RO Plant
1 | PS-Suction low | Low suction pressure switch | RO Plant |  |  | Excel |  |  | Water |  |  | PS | 0 |  | bar | 5 | C | *
Air Dryer Project
1 | PS-028 | Left pressure switch | Z-991B | [5 empty] | Air | 6.5 | 25 | PS |  |  | bar | 5 | C | *
2 | PS-029 | Right pressure switch | Z-991B | [5 empty] | Air | 6.5 | 25 | PS |  |  | bar | 5 | C | *
3 | PI-9906 | N2 | D-994 | GTX60G-AAAADAB-AF1AH1-R1T1W1 |  | Azbil |  | U26 | N2 |  |  | PT | 0 | 35 | kg/cm2 | 5 | C | *
H-923
1 | PT-9204-5 | MPS | H-923 | GTX60G-AAAADAB-AF1AH1-R1T1W1 |  | Azbil |  |  | Steam | 16 | 230 | PT | 0 | 35 | kg/cm2 | 5 | C | * |  |  | 2019
2 | PI-9232 | Fuel NG | H-923 | GTX60G-AAAADAB-AF1AH1-R1T1W1 |  | Azbil |  |  | NG | 3 | 30 | PT | 0 | 35 | kg/cm2 | [5 empty] | 2019
N2 Generator
1 | PT-6 |  | N2 Gen. Panel | DP-102A |  | Panasonic | [5 empty] | PT | -0.1 | 1 | Mpa | 5 | C | * |  |  | 2021
2 | PS-7 |  | N2 Gen Panel | DP-102A |  | Panasonic | [5 empty] | PT | -0.1 | 1 | Mpa | 5 | C | * |  |  | 2021
3 | PSHH-90 | Pressure switch | N2 Gen Dryer | [8 empty] | PS |  |  |  | 5 | C | * |  |  | 2021
4 | PSR-90 | Pressure switch fan | N2 Gen Dryer | [8 empty] | PS |  |  |  | 5 | C | * |  |  | 2021
5 | PT-20 | Delivery air | N2 Gen Canopy | [12 empty] | 5 | C | * |  |  | 2021
6 | PDS-11 | DD filter | N2 Gen Canopy | [8 empty] | PDS |  |  |  | 5 | C | * |  |  | 2021
7 | PDS-12 | PD Filter | N2 Gen Canopy | [8 empty] | PDS |  |  |  | 5 | C | * |  |  | 2021
8 | PDT-01 | Delta P Air inlet | N2 Gen Canopy | [8 empty] | PDT |  |  |  | 5 | C | * |  |  | 2021
9 | PDT-02 | Delta P oil Filter | N2 Gen Canopy | [8 empty] | PDT |  |  |  | 5 | C | * |  |  | 2021
10 | PDT-03 | Delta P oil separator | N2 Gen Canopy | [8 empty] | PDT |  |  |  | 5 | C | * |  |  | 2021
R-410B
1 | PT-4101B | D- 411B TO FGS | Lt3 E-428 | GTX60G-AAAADAB-AF1AHA1-R1T1W1 |  | Azbil |  |  | H2,N2 | 2.8 | 20 | PT | 0 | 6 | Kg/cm2G | [5 empty] | 2021
2 | PT-4103B | R 410B FEED GHY | Lt2 D-411B | GTX71G-AAAADAC-AF1AHA1-R1T1W1 |  | Azbil |  |  | H2 | 41.6 | 45 | PT | 0 | 60 | Kg/cm2G | [5 empty] | 2021
3 | PT-4104B | E- 415 OUT | Lt3 E-415 | GTX60G-AAAADAB-AF1AHA1-R1T1W1 |  | Azbil |  |  | H2,N2 | 4.5 | 40 | DPT | 0 | 10 | Kg/cm2G | [5 empty] | 2021
4 | PI-4105B | F -412 OUT | Lt1 D-412 | GTX60G-AAAADAB-AF1AHA1-R1T1W1 |  | Azbil |  |  | 2EH,2EHHB | 4.5 | 124 | PT | 0 | 10 | Kg/cm2G | [5 empty] | 2021
R-510B
1 | PT-5102B | R -510B FEED GHY | Lt2 E-514 | GTX71G-AAAADAB-AF1AHA1-R1T1W1 |  | Azbil | 17205000 |  | H2 | 42 | 45 | PT | 0 | 60 | Kg/cm2G |  |  |  | 90001002 |  | 2021
2 | PT-5104B | E- 515B OUT | Lt3 E-516B | GTX60G-AAAADAB-AF1AHA1-R1T1W1 |  | Azbil | 16275000 |  | H2,NBA | 4.5 | 40 | PT | 0 | 10 | Kg/cm2G |  |  |  | 90001001 |  | 2021
3 | PT-5101B | D- 511B TO FGS | Lt2 E-514 | GTX60G-AAAADAB-AF1AHA1-R1T1W1 |  | Azbil |  |  | H2,N2 | 2.8 | 20 | PT | 0 | 6 | Kg/cm2G | [5 empty] | 2021
T-170
1 | PS-1703 | TK-172 | TK-172 | AS212XCG04HA10AEC | 513206/1*1 | Delta mobrey |  |  | IBD | 0.005 | 40 | PSW | 0 | 250 | mmH2O |  |  |  | 90004001 |  | 2021 |  |  |  |  | OK
SWWT
1 | PS-001 | Raw water pump suction | P-001A/B | HS-210 |  | KCC |  |  | Water |  |  | PSW | 0 | 10 | Kg/cm2G | [5 empty] | 2021
2 | PS-002 | Raw water pump discharge | P-001A/B | HS-210 |  | KCC |  |  | Water |  |  | PSW | 0 | 10 | Kg/cm2G | [5 empty] | 2021
TFM
1 | PI-9915 | Pressure D-995 | D-995 | GTX60G-AAAADAB-AF1AHA1-R1T1W1, |  | Azbil | [5 empty] | PT | 0 | 12 | Kg/cm2G |  |  |  | 90001001 |  | 2021
FOL Separator
1 | PI-9621 | Pressure indicator | FOL Separator
Total Equipment |  |  | 323 |  |  |  |  | 218
Menu

## 3
Equipment List of FLOW METER
Note :
C : Critical; S : Safety; E : Environment
NO | TAG NO. | SERVICE | LOCATION | MODEL | S/N | MFG | Price | P&ID | FLUID NAME | TEMP. (oC) | PRESS. (kg/cm2G) | FLOW |  | DETECTOR |  | RANGE |  |  | PIC | Category |  | COMPLEX GRADE | Spare Part |  | Installed Date | IK/ SOP | PM | Man Power | REMARK | Ven Spec DWG
[12 empty] | NORMAL | UNIT | TYPE | RATING (ANSI) | LO | HI | UNIT |  | Score | Grade |  | item code | Stock
1 | FI-01 | Pilot Plan | Pilot plan | L2-FGD-990 | M5200198B | Bronkhorst |  | P205-70900-1 | [5 empty] | Liquid flowmeter | 12mm tube | [9 empty] | 2018
2 | FI-02 | Pilot Plan | Pilot plan | F11M1-HGD-99-V | M5200198A | Bronkhorst |  | P205-70900-1 | [5 empty] | Massflowmeter | 12mm tube | [9 empty] | 2018
3 | FT-01 |  | Evonik |  |  | Endress + Hauser |  |  | GOX |  |  |  |  | Vortex | 300RF
4 | FT-03 |  | Evonik | 7R2CRD-BCDCCADDBAED2SKA1+ | R72DAE19000 | Endress + Hauser |  |  | GHY |  |  |  |  | Vortex | 300RF
5 | FT-04 |  | Evonik | 7R2CRJ-BCDCCADDBAED2SKA1+ | R7328A19000 | Endress + Hauser |  |  | GOX |  |  |  |  | Vortex | 300RF
6 | FT-05 |  | Evonik | 7R2CRJ-BCDCCADDBAED2SKA1+ | R7328919000 | Endress + Hauser |  |  | GHY |  |  |  |  | Vortex | 300RF
7 | FC-0101 | NATURAL GAS H-011 FEED | E-016 | JTD920-E1R-00000-GWAN2-XX | R0169141091 | Yamatake Honeywell |  | P205-01100 | PNG | 360 | 15.8 | 6565 | Nm3/H | DPT | 300RF | 0 | 8500 | Nm3/H |  | 5 | C | * | [7 empty] | OK
8 | FI-0102 | NATURAL GAS H-011 FEED | E-016 | JTD920-E1R-00000-GWAN2-XX | R0169141092 | Yamatake Honeywell |  | P205-01100 | PNG | 360 | 15.8 | 6565 | Nm3/H | DPT | 300RF | 0 | 8500 | Nm3/H |  | 5 | C | *
9 | FI-0103 | NATURAL GAS H-011 FEED | E-016 | JTD920-E1R-00000-GWAN2-XX | R0169141093 | Yamatake Honeywell |  | P205-01100 | PNG | 360 | 15.8 | 6565 | Nm3/H | DPT + ORI | 300RF | 0 | 8500 | Nm3/H |  | 5 | C | *
10 | FC-0104 | NATURAL GAS H-011 FEED | E-017 | JTD920-E1R-00000-GWAN2-XX | R0169141094 | Yamatake Honeywell |  | P205-01100 | PNG | 360 | 15.8 | 2000 | Nm3/H | DPT + ORI | 300RF | 0 | 2600 | Nm3/H |  | 5 | C | *
11 | FC-0105 | MP STEAM H-011 FEED | E-016 | JTD920-E1R-00000-GWAN2-XX | R0169141095 | Yamatake Honeywell |  | P205-01100 | MPS | 205 | 16.5 | 10820 | Kg/H | DPT + ORI | 300RF | 0 | 14000 | Nm3/H |  | 5 | C | *
12 | FI-0106 | MP STEAM H-011 FEED | E-016 | JTD920-E1R-00000-GWAN2-XX | R0169141096 | Yamatake Honeywell |  | P205-01100 | MPS | 205 | 16.5 | 10820 | Kg/H | DPT + ORI | 300RF | 0 | 14000 | Kg/H |  | 125 | C, S, E | *** | 90003045
13 | FC-0107 | MP STEAM H-011 FEED | E-016 | JTD920-E1R-00000-GWAN2-XX | R0169141097 | Yamatake Honeywell |  | P205-01100 | MPS | 205 | 16.5 | 5000 | Kg/H | DPT + ORI | 300RF | 0 | 6000 | Kg/H |  | 5 | C | *
14 | FC-0108 | C02 FROM C-012 | E-016 | JTD920-E1R-00000-GWAN2-XX | R0169141098 | Yamatake Honeywell |  | P205-01100 | P | 136 | 14.5 | 1696 | Nm3/H | DPT + ORI | 300RF | 0 | 2200 | Nm3/H |  | 5 | C | *
15 | FQI-0109 | NATURAL GAS INTAKE | Lt1 B-012 | JTD920-E1R-00000-GWAN2-XX | R0169141099 | Yamatake Honeywell |  | P205-01300 | PNG | 82 | 18.3 | 6397 | Nm3/H | DPT + ORI | 300RF | 0 | 8000 | Nm3/H
16 | FC-0110 | H2 RECYCLE FROM C-011 | E-016 | JTD920-E1R-00000-GWAN2-XX | R0169141101 | Yamatake Honeywell |  | P205-01100 | GHY | 42 | 42 | 168 | Nm3/H | DPT + ORI | 600RF | 0 | 220 | Nm3/H |  | 5 | C | *
17 | FI-0111 | COMBUSTION AIR | B-011 |  |  |  |  | P205-01200 | AIR | 33 | ATM | 62642 | Nm3/H | VENTURI+DPT | 150RF | 0 | 72000 | Nm3/H
18 | FQI-0112 | FUEL NG TO H-011 | E-016 | VXW1080-N51G-1116 |  | Oval Corporation |  |  | FNG | 15.6 | 3 | 835 | Nm3/H | VORTEX | 150RF | 0 | 36000 | Nm3/H | [11 empty] | OK
19 | FC-0113 | OFF-GAS FROM OCTANOL UNIT | E-017 | JTD920-E1R-00000-GWAN2-XX | R0169141102 | Yamatake Honeywell |  | P205-01300 | FGS | 20 | 2 | 1562 | Nm3/H | DPT + ORI | 150RF | 0 | 1800 | Nm3/H |  | 5 | C | *
20 | FQC-0114 | OFF-GAS FROM U-031&U-041 | E-017 |  |  |  |  | P205-01300 | FGS | 40 | 0.25 | 6921 | Nm3/H | VENTURI+DPT | 150RF | 0 | 8000 | Nm3/H
21 | FI-0116 | D-011 GENE STEAM | E-026 | JTD920-E1R-00000-GWAN2-XX | R0169141103 | Yamatake Honeywell |  | P205-01400 | MPS | 205 | 16.5 | 38762 | Kg/H | DPT + ORI | 300RF | 0 | 48500 | Kg/H |  | 5 | C | *
22 | FC-0117 | BFW TO-017 | E-017 | JTD920-E1R-00000-GWAN2-XX | R0169141104 | Yamatake Honeywell |  | P205-01400 | BFW | 133 | 24 | 39961 | Kg/H | DPT + ORI | 300RF | 0 | 50000 | Kg/H |  | 5 | C | *
23 | FQI-0118 | EXPORT MP STEAMFROM SYNGAS UNI | E-024 | JTD920-E1R-00000-GWAN2-XX | R0169141105 | Yamatake Honeywell |  | P206-85100 | MPS | 205 | 16.5 | 25.92 | T/H | DPT + ORI | 300RF | 0 | 36000 | Kg/H
24 | FC-0119 | START UP H2 FROM C-018 | E-016 | JTD920-E1R-00000-GWAN2-XX | R0169141106 | Yamatake Honeywell |  | P205-01100 | P | 42 | 23.9 | 233 | Nm3/H | DPT + ORI | 300RF | 0 | 300 | Nm3/H |  | 5 | C | *
25 | FI-0120 | MP STEAM H-011 FEED | E-016 | JTD920-E1R-00000-GWAN2-XX | R0169141107 | Yamatake Honeywell |  | P205-01100 | MPS | 205 | 16.5 | 10820 | Kg/H | DPT | 300RF | 0 | 14000 | KG/H |  | 5 | C | *
26 | FI-0151 | START UP CO2 | E-017 | AM-1402-Du |  | Tokyo Keiso Co. Ltd |  |  | CO2 | 40 | 5 | 14 | Nm3/H | Variable Area Flowmeter | 300RF | 0 | 20 | Nm3/H | [10 empty] | Local indicator | OK
27 | FC-0127 | [6 empty] | P205-01100
28 | FI-0152 | [6 empty] | P205-01100
29 | FQI-0123 | [6 empty] | P205-01300
30 | FQI-0124 | [6 empty] | P205-01300
31 | FQI-0125 | [6 empty] | P205-01300
32 | FC-0201 | LP STEAM TO E-021 | TK-021 | JTD920-E1R-00000-GWAN2-XX | R0169141108 | Yamatake Honeywell |  |  | LPS | 155 | 4.5 | 5432 | Kg/H | DPT + ORI | 150RF | 0 | 7800 | Kg/H |  | 5 | C | *
33 | FC-0202 | MP STEAM T0 E-025 | E-025 | JTD920-E1R-00000-GWAN2-XX | R0169141109 | Yamatake Honeywell |  |  | MPS | 205 | 16.5 | 348 | Kg/H | DPT + ORI | 300RF | 0 | 450 | Kg/H |  | 5 | C | *
34 | FI-0203 | CONDSATE TO T-022 | P-022A | JTD920-E1R-00000-GWAN2-XX | R0169141111 | Yamatake Honeywell |  | P205-02200 | PC | 40 | 5.7 | 1548 | Kg/H | DPT + ORI | 150RF | 0 | 2500 | Kg/H
35 | FC-0204 | MEA SOLUTION TO T-021 | E-026 | JTD920-E1R-00000-GWAN2-XX | R0169141112 | Yamatake Honeywell |  | P205-02300 | MES | 43 | 11.5 | 53177 | Kg/H | DPT + ORI | 150RF | 0 | 60000 | Kg/H
36 | FI-0205 | MEA SOLUTION FOR TREATMENT | E-024 | JTD920-E1R-00000-GWAN2-XX | R0169141113 | Yamatake Honeywell |  | P205-02300 | MES | 43 | 11.3 | 2660 | Kg/H | DPT + ORI | 150RF | 0 | 3000 | Kg/H
37 | FI-0251 | MEA SOLUTION TO E-025 | E-022 | Diff. Pressure gauge |  | NKS |  | P205-01100 | MES | 133 | 1.8 | 348 | Kg/H | DP Indicator | 150RF | 0 | 450 | Kg/H | [10 empty] | Local indicator
38 | FI-0252 | EXCESS WATER TO BL | E-022 | AM-1401 |  | Tokyo Keiso Co. Ltd |  | P205-02200 | PC | 40 | 5.7 | 59 | Kg/H | Variable Area Flowmeter | 150RF | 0 | 200 | Kg/H | [10 empty] | Local indicator | OK
39 | FI-0253 | DEMI. WATER D-021 | E-022 | AM-1401 |  | Tokyo Keiso Co. Ltd |  | P205-02200 | DMW | 35 | 3.5 | 0 | Kg/H | Variable Area Flowmeter | 150RF | 0 | 200 | Kg/H | [10 empty] | Local indicator | OK
40 | FI-0256 | BFW TO E-026 | E-022 | AM-1401-M |  | Tokyo Keiso Co. Ltd |  | P205-02400 | BFW | 133 | 10.5 | 500 | Kg/H | Variable Area Flowmeter | 300RF | 0 | 1000 | Kg/H | [10 empty] | Local indicator | OK
41 | FI-0257 | LP CONDENSATE TO 0-22 | E-022 | AM-1402-Du |  | Tokyo Keiso Co. Ltd |  | P205-02400 | LPC | 143 | 3 | 0 | Kg/H | Variable Area Flowmeter | 150RF | 0 | 600 | Kg/H | [10 empty] | Local indicator | OK
42 | FI-0258 | MEA SOLUTION TO F -022 | E-022 | AM-1401 |  | Tokyo Keiso Co. Ltd |  | P206-01400 | MES | 43 | 5 | 1064 | Kg/H | Variable Area Flowmeter | 150RF | 0 | 1500 | Kg/H | [10 empty] | Local indicator | OK
43 | FI-0259 | PLANT AIR TK-024 | E-022 | AM-1402-Du |  | Tokyo Keiso Co. Ltd |  | P206-01400 | GPA | AMB | 7 | 6.7 | Nm3/H | Variable Area Flowmeter | 150RF | 0 | 10 | Nm3/H | [10 empty] | Local indicator | OK
44 | FI-0260 | INHIBITOR TO A+B TO E-022 | E-022 | AM-1401 |  | Tokyo Keiso Co. Ltd |  | P206-01400 | MES | AMB | 3 | 0 | Kg/H | Variable Area Flowmeter | 150RF | 0 | 2000 | Kg/H | [10 empty] | Local indicator | OK
45 | FI-0261 | DEMI WATER FROM HEADER | E-022 | AM-1401 |  | Tokyo Keiso Co. Ltd |  | P206-01400 | DMW | 35 | 3.5 | 0 | Kg/H | Variable Area Flowmeter | 150RF | 0 | 600 | Kg/H | [10 empty] | Local indicator | OK
46 | FI-0262 | PLANT AIR TO STATIC MIXER | E-022 | AM-1402-Du |  | Tokyo Keiso Co. Ltd |  | P206-01400 | GPA | AMB | 7 | 0 | Nm3/H | Variable Area Flowmeter | 150RF | 0 | 10 | Nm3/H | [10 empty] | Local indicator
47 | FC-0321 |  | PSA/ MEMB. | 1151 DP5S 22M1 B1 D6 I1 |  | Fisher Rosemount |  | M354-00160 | [5 empty] | DPT |  | 0 | 2500 | mmH2O |  | 125 | C, S, E | *** | 90013073
48 | FC-0322 | U-031-E3 | PSA/ MEMB. | 1151 DP5S 22M1 B1 D6 I1 |  | Fisher Rosemount |  | M354-00160 | [5 empty] | DPT |  | 0 | 2500 | mmH2O |  | 125 | C, S, E | *** | 90013073
49 | FC-0323 | MEMBRANE PERMEATE | PSA/ MEMB. | 1151 DP5S 22M1 B1 D6 I1 |  | Fisher Rosemount |  | M354-00160 | [5 empty] | DPT |  | 0 | 2000 | mmH2O |  | 125 | C, S, E | *** | 90013073
50 | FC-0324 | U-041 | PSA/ MEMB. | 1151 DP5S 22M1 B1 D6 I1 |  | Fisher Rosemount |  | M354-00162 | [5 empty] | DPT |  | 0 | 2500 | mmH2O |  | 125 | C, S, E | *** | 90013073
51 | FI-0325 | FEED HTR U-031-E1 | PSA/ MEMB. | 1151 DP5S 22M1 B1 D6 I1 |  | Fisher Rosemount |  | M354-00160 | FGS | 40 | 0.29 | 2350 | Nm3/H | DPT | 150RF | 0 | 3000 | mmH2O |  | 125 | C, S, E | *** | 90013073
52 | FI-0515 | Guard Bed Psa | [5 empty] | P205-02600 | [5 empty] | Rotameter
53 | FI-0517 | [6 empty] | P205-02600
54 | FCQ-1001 | TOL TO D-102 | Lt1 P-102 | LC564-742-C117-000 |  | Oval Corporation |  | P205-10200 | TOL | 40 | 2.7 | 6.06 | m3/H | P/D | 150RF | 3.5 | 17 | m3/H | [10 empty] | Pneum. Batch ctl | OK
55 | FQI-1002 | PPY B/L IN | Lt1 D-951 | RFT9739-3MM11 |  | Oval Corporation |  | P205-10100 | PPY | 40 | 22 | 11860 | Kg/H | MASS FLOW | 300RF | 0 | 16.34 | T/H | [11 empty] | OK
56 | FQI-1002B | PPY B/L IN | Lt1 D-951 | 2700R11BBFEZZZ + F200S342CCAZEZ1ZZ | 13716769 | Micromotion |  |  | PPY |  |  |  | Kg/H | MASS FLOW |  | 0 | 16.5 | T/H |  |  |  |  | MTL22561 |  | 2024
57 | FQI-1003 | GOX B/L | Lt1 P-222 | JTD920-E1R-00000-GWAN2-XX | R0169141011 | Yamatake Honeywell |  | P205-10400 | GOX | 40 | 22 | 11755 | Nm3/H | DPT + ORI | 300RF | 0 | 15 | KNm3/h
58 | FC-1004 | GHY TO T 120 | Lt2 D-231 | JTD920-E1R-00000-GWAN2-XX | R0169141012 | Yamatake Honeywell |  | P205-10400 | GHY | 45 | 41.8 | 110 | Nm3/H | DPT + ORI | 600RF | 0 | 500 | Nm3/H
59 | FQI-1006 |  |  |  | R0211141010 |  |  | P205-10100
60 | FC-1006-1 | GHY TO R-102 | Lt2 E-102 | JTD920E1R-00000-GWAN2-XX | R0211141031 | Yamatake Honeywell |  |  | GHY | 45 | 41.8 | 0 | Nm3/H | DPT + INTEG | 600RF | 0 | 150 | Nm3/H
61 | FC-1006-2 | GHY TO R-102 | Lt2 E-102 | JTD920E1R-00000-GWAN2-XX | R0211141032 | Yamatake Honeywell |  |  | GHY | 45 | 41.8 | 13.4 | Nm3/H | DPT + INTEG | 600RF | 0 | 15 | Nm3/H
62 | FI-1051 | NGS TO R-102 | E-102/ D-961 | AM-1401-Du |  | Tokyo Keiso Co. Ltd |  |  | NGS | 40 | 6 | 0 | Nm3/H | Variable Area Flowmeter | 150RF | 0 | 400 | Nm3/H | [10 empty] | Local indicator | OK
63 | FC-1101 | PPY TO R-110 | Lt4 S-115 | JTD920-E1R-00000-GWAN2-XX | R0169141013 | Yamatake Honeywell |  | P205-10100 | PPY | 52 | 17.5 | 11860 | Kg/H | DPT + ORI | 300RF | 0 | 15 | T/H
64 | FC-1102 | C-112 MIN. FLOW | Lt2 D-255 | JTD920-E1R-00000-GWAN2-XX | R0169141014 | Yamatake Honeywell |  | P205-10200 | OXO GAS | 40 | 17.5 | 3001 | Nm3/H | DPT + ORI | 300RF | 0 | 3800 | Nm3/H
65 | FC-1103 | R-110 RECYCLE GAS | Lt2 D-255 | JTD920-E1R-00000-GWAN2-XX | R0169141015 | Yamatake Honeywell |  | P205-10200 | OXO GAS | 55 | 19.2 | 3001 | Nm3/H | DPT + ORI | 300RF | 0 | 3800 | Nm3/H
66 | FC-1104 | RECYCLE CAT TO R-110 | Lt2 D-101 | JTD920-E1R-00000-GWAN2-XX | R0169141016 | Yamatake Honeywell |  | P205-10200 | CAT | 50 | 18.4 | 61500 | Kg/H | DPT + ORI | 300RF | 0 | 80 | T/H
67 | FC-1106 | WH TO R-110 | Lt1 P-121A/B | JTD920-E1R-00000-GWAN2-XX | R0169141017 | Yamatake Honeywell |  | P205-10200 | HWS | 50 | 6.5 | 289200 | Kg/H | DPT + ORI | 150RF | 0 | 360 | T/H
68 | FC-1107 | R-110 PARGE GAS | Lt4 S-115 | JTD920-E1R-00000-GWAN2-XX | R0169141018 | Yamatake Honeywell |  | P205-10200 | OXO GAS | 40 | 17.5 | 0 | Nm3/H | DPT + ORI | 300RF | 0 | 5000 | Nm3/H
69 | FC-1109 | R-110 OUT NBD | Lt2 R-110 | JTD920-E1R-00000-GWAN2-XX | R0169141019 | Yamatake Honeywell |  | P205-10200 | NBD | 91 | 2.5 | 375654 | Kg/H | DPT + ORI | 150RF | 0 | 470 | T/H
70 | FC-1201 | T-120 FEED | Lt2 R-110 | JTD920Z-E1R-00000-GWAN2-XX |  | Yamatake Honeywell |  | P205-10400 | OXO LIQ | 100 | 22.2 | 93454 | Kg/H | DPT + ORI | 300RF | 0 | 120 | T/H | [11 empty] | OK
71 | FC-1202 | PPY TO T-120 | Lt2 E-101 | IS-AM-1522 |  | Tokyo Keiso Co. Ltd |  | P205-10100 | PPY | 52 | 21 | 9.3 | Kg/H | Variable Area Flowmeter | 300RF | 0 | 20 | Kg/H
72 | FI-1203 | GOX TO T-120 | Lt2 T-250 | JTD920-E1R-00000-GWAN2-XX | R0169141022 | Yamatake Honeywell |  | P205-10400 | CO,H2 | 40 | 21.8 | 11866 | Nm3/H | DPT + ORI | 300RF | 0 | 15 | KNm3/H
73 | FI-1204 | E-121 LPS | Lt1 P-255 | JTD920-E1R-00000-GWAN2-XX | R0169141023 | Yamatake Honeywell |  | P205-10400 | LPS | 155 | 4.5 | 505 | Kg/H | DPT + ORI | 150RF | 0 | 550 | Kg/H
74 | FC-1301 | S-115 OUT | Lt4 S-115 | JTD920-E1R-00000-GWAN2-XX | R0169141024 | Yamatake Honeywell |  | P205-10200 | OXO GAS | 40 | 17.5 | 1268 | Nm3/H | DPT + ORI | 300RF | 0 | 1500 | Nm3/H
75 | FC-1302 | GOX TO R-130 | Lt1 D-963A | VXW1040-N61G-1116 |  | Oval Corporation |  | P205-10300 | GOX | 40 | 21.8 | 672 | Nm3/H | VORTEX | 300RF | 0 | 1500 | Nm3/H | [11 empty] | OK
76 | FC-1303 | RECYCLE CAT TO R-130 | Lt1 D-135 | VXW1040-N61L-1116 |  | Oval Corporation |  | P205-10300 | CAT | 129 | 20 | 8000 | Kg/H | VORTEX | 300RF | 0 | 16 | T/H | [11 empty] | OK
77 | FC-1304 | HWS TO R-130 #1 | Lt1 P-252 | JTD920-E1R-00000-GWAN2-XX | R0169141025 | Yamatake Honeywell |  | P205-10300 | HWS | 68 | 7.5 | 20200 | Kg/H | DPT + ORI | 150RF | 0 | 23 | T/H
78 | FC-1305 | HWS TO R-130 #2 | Lt1 P-121A/B | JTD920-E1R-00000-GWAN2-XX | R0169141026 | Yamatake Honeywell |  | P205-10300 | HWS | 68 | 7.5 | 12400 | Kg/H | DPT + ORI | 150RF | 0 | 14 | T/H
79 | FC-1306 | HWS TO R-130 #3 | Lt1 P-121A/B | JTD920-E1R-00000-GWAN2-XX | R0169141027 | Yamatake Honeywell |  | P205-10300 | HWS | 68 | 7.5 | 15800 | Kg/H | DPT + ORI | 150RF | 0 | 18 | T/H
80 | FC-1307 | HWS TO R-130 #4 | Lt1 P-121A/B | JTD920-E1R-00000-GWAN2-XX | R0169141028 | Yamatake Honeywell |  | P205-10300 | HWS | 68 | 7.5 | 11900 | Kg/H | DPT + ORI | 150RF | 0 | 14 | T/H
81 | FI-1308 | S-135 PURGE GAS | Lt3 S-125 | VXW1040-N61G-1116 |  | Oval Corporation |  | P205-10300 | PURGE GAS | 20 | 15 | 587 | Nm3/H | VORTEX | 300RF WEFER | 0 | 1200 | Nm3/H | [11 empty] | OK
82 | FC-1309 | D-135 TO D-122 | Lt1 D-135 | JTD920-E1R-00000-GWAN2-XX | R0169141029 | Yamatake Honeywell |  | P205-10300 | OXO LIQ | 61 | 15 | 9724 | Kg/H | DPT + ORI | 300RF | 0 | 20 | T/H
83 | FC-1401 | T-140 FEED | Lt1 P-142A/B | JTD920Z-E1R-00000-GWAN2-XX |  | Yamatake Honeywell |  | P205-10500 | OXO LIQ | 73 | 4.5 | 89019 | Kg/H | DPT + ORI | 150RF | 0 | 110 | T/H
84 | FC-1402 | T-140 REFLUX | Lt2 D-215 | JTD920Z-E1R-00000-GWAN2-XX |  | Yamatake Honeywell |  | P205-10500 | OXO LIQ | 40 | 3.1 | 24996 | Kg/H | DPT + ORI | 150RF | 0 | 40 | T/H
85 | FC-1403 | E-142 MPS | Lt1 T-140 | JTD920-E1R-00000-GWAN2-XX | R0169141033 | Yamatake Honeywell |  | P205-10500 | MPS | 204 | 16 | 12593 | Kg/H | DPT + ORI | 300RF | 0 | 16 | T/H
86 | FI-1404 | D-145 TO TK 141 | T-160 | JTD920Z-E1R-00000-GWAN2-XX |  | Yamatake Honeywell |  | P205-10500 | NBD, IBD | 40 | 2.63 | 19229 | Kg/H | DPT + ORI | 150RF | 0 | 24 | T/H
87 | FC-1405A | P-142A MIN FLOW | Lt1 P-142A | KDP22Z-2222B1-7 |  | Yamatake Honeywell |  | P205-10500 | TOL, TPP | 129 | 22 | 69641 | Kg/H | Pressure Controller | 300RF | 0 | 87 | T/H | [10 empty] | Local control | OK
88 | FC-1405B | P-142B MIN FLOW | Lt1 T-140 | KDP22Z-2222B1-7 |  | Yamatake Honeywell |  | P205-10500 | TOL, TPP | 129 | 22 | 69641 | Kg/H | Pressure Controller | 300RF | 0 | 87 | T/H | [10 empty] | Local control | OK
89 | FC-1405C | P-142C MIN FLOW | Lt1 T-140 | GTX31D-AAAADAB-AF1AHA1-R1T1W1 |  | Azbil | 17325000 | P205-10500 | TOL, TPP | 129 | 22 | 69641 | Kg/H | DPT + ORI | 300RF | 0 | 87 | T/H |  |  |  |  | MTL23051 |  | 2024-06-10 |  |  |  | Local control
90 | FC-1406 | TOL TO T-140 | Lt2 D-145 | VXW1010-N52L-1122 |  | Oval Corporation |  | P205-10500 | TOL | 40 | 2.7 | 420 | Kg/H | VORTEX | 150RF WEFER | 0 | 600 | Kg/H | [11 empty] | OK
91 | FC-1407 | CAT TO T-140 | Lt2 D-231 | JTD920-E1R-00000-GWAN2-XX | R0169141035 | Yamatake Honeywell |  | P205-10500 | TOL, TPP | 50 | 2.7 | 0 | Kg/H | DPT + ORI | 150RF | 0 | 36 | T/H
92 | FI-1501 | D-152 TO GF HEADER | Lt2 E-252 | JTD920-E1R-00000-GWAN2-XX | R0169141036 | Yamatake Honeywell |  | P205-10600 | OXO GAS | 20 | 5.8 | 358 | Nm3/H | DPT + ORI | 150RF | 0 | 800 | Nm3/H
93 | FC-1601 | T-160 FEED | Lt1 P-165A/B | JTD920Z-E1R-00000-GWAN2-XX |  | Yamatake Honeywell |  | P205-10700 | NBD, IBD | 40 | 3 | 19229 | Kg/H | DPT + ORI | 150RF | 0 | 24 | T/H
94 | FC-1602 | T-160 REFLUX | Lt2 E-161 | JTD920Z-E1R-00000-GWAN2-XX |  | Yamatake Honeywell |  | P205-10700 | IBD | 50 | 4.95 | 44730 | Kg/H | DPT + ORI | 150RF | 0 | 60 | T/H
95 | FC-1603 | E-162 LPS | Lt2 E-313 pipe rack | VXW1050-N51G-1116 |  | Oval Corporation |  | P205-10700 | LPS | 155 | 4.5 | 1035 | Kg/H | VORTEX | 150RF WEFER | 0 | 12 | T/H | [11 empty] | OK
96 | FC-1604 | D-165 TO TK-162 | E-161 | VXW1015-N51L-1116 |  | Oval Corporation |  | P205-10700 | IBD | 50 | 5.73 | 1789 | Kg/H | VORTEX | 150RF WEFER | 0 | 3 | T/H | [11 empty] | OK
97 | FC-1605 | T-160 TO TK-161 | Lt2 E-161 | JTD920-E1R-00000-GWAN2-XX | R0169141039 | Yamatake Honeywell |  | P205-10700 | NBD | 40 | 2.95 | 16941 | Kg/H | DPT + ORI | 150RF | 0 | 24 | T/H
98 | FI-1606 | E-324 TO T-160 | Lt2 E-161 | JTD920-E1R-00000-GWAN2-XX | R0169141041 | Yamatake Honeywell |  | P205-10700 | NBD | 91 | 2.7 | 186891 | Kg/H | DPT + ORI | 150RF | 0 | 240 | T/H
99 | FI-1607 | E-434 TO T-160 | Lt2 E-161 | JTD920-E1R-00000-GWAN2-XX | R0169141042 | Yamatake Honeywell |  | P205-10700 | NBD | 101 | 2.65 | 196440 | Kg/H | DPT + ORI | 150RF | 0 | 250 | T/H
100 | FC-2101 | T-210 FEED | Lt2 D-215 | VXW1015-N51L-1116 |  | Oval Corporation |  | P205-20100 | TOL, TPP | 129 | 19.7 | 1331 | Kg/H | VORTEX | 300RF WEFER | 0 | 3 | T/H | [11 empty] | OK
101 | FC-2102 | T-210 REFLUX | Lt3 E-216 | IS-AM-1521 |  | Tokyo Keiso Co. Ltd |  | P205-20100 | TOL | 40 | 1.5 | 275 | Kg/H | Variable Area Flowmeter | 150RF | 0 | 600 | Kg/H | [11 empty] | OK
102 | FC-2103 | E-212 MPS | Lt2 E-212 | VXW1025-N61G-1010 |  | Oval Corporation |  | P205-20100 | MPS | 204 | 16 | 144 | Kg/H | VORTEX | 300RF | 0 | 300 | Kg/H | [11 empty] | OK
103 | FI-2104 | D-215 TO TK 211 | Lt2 E-141 | VXW1010-N52L-1122 |  | Oval Corporation |  | P205-20100 | TOL | 40 | 0.74 | 550 | Kg/H | VORTEX | 150RF WEFER | 0 | 2 | T/H | [11 empty] | OK
104 | FC-2105 | TK-251 TO T-210 | Lt2 E-141 | IS-AM-1521 |  | Tokyo Keiso Co. Ltd |  | P205-20100 | RhCAT | 40 | -0.25 | 0 | Kg/H | Variable Area Flowmeter | 150RF | 0 | 1800 | Kg/H | [11 empty] | OK
105 | FQI-2106 | TOL TO D-211 | Lt1 TK-251 | LUS55C11-7402 |  | Oval Corporation |  | P205-70200 | TOL | 40 | 2.66 | 0 | Kg/H | P/D | 150RF | 0 | 10 | T/H | [11 empty] | OK
106 | FC-2201 | T-220 REFLUX | Lt2 E-212 | IS-AM-1521 |  | Tokyo Keiso Co. Ltd |  | P205-20200 | 2HA | 40 | 1.74 | 277 | Kg/H | Variable Area Flowmeter | 150RF | 0 | 600 | Kg/H | [11 empty] | OK
107 | FC-2202 | LPS TO T-220 | Lt1 T-220 | JTD920-E1R-00000-GWAN2-XX | R0169141043 | Yamatake Honeywell |  | P205-20200 | LPS | 155 | 4.5 | 470 | Kg/H | DPT + ORI | 150RF | 0 | 1000 | Kg/H
108 | FC-2203 | E-222 MPS | Lt2 E-222 | VXW1015-N61G-1116 |  | Oval Corporation |  | P205-20200 | MPS | 204 | 16 | 104 | Kg/H | VORTEX | 300RF WEFER | 0 | 250 | Kg/H | [11 empty] | OK
109 | FI-2204 | D-225 TO E-961 | Lt2 D-961 | IS-AM-1521 |  | Tokyo Keiso Co. Ltd |  | P205-20200 | FOL | 40 | 1.75 | 138 | Kg/H | Variable Area Flowmeter | 150RF | 0 | 300 | Kg/H | [11 empty] | OK
110 | FI-2301 | D-231 TO D-232 | Lt1 P-145A/B | IS-M-921-K |  | Tokyo Keiso Co. Ltd |  | P205-20300 | IPA | 40 | 1 | 2 | Kg/H | Variable Area Flowmeter | 150RF | 0 | 10 | Kg/H | [11 empty] | OK
111 | FC-2302 | D-232 SC | Lt1 P-145A/B | IS-AM-1521 |  | Tokyo Keiso Co. Ltd |  | P205-20300 | SC | 40 | 4 | 2 | Kg/H | Variable Area Flowmeter | 150RF | 0 | 10 | Kg/H | [11 empty] | OK
112 | FI-2303 | D-230 IPA FEED | Lt3 A-230 | IS-AM-1521 |  | Tokyo Keiso Co. Ltd |  | P205-20300 | IPA, H2O | 38 | 20 | 39.9 | Kg/H | Variable Area Flowmeter | 300RF | 0 | 80 | Kg/H | [11 empty] | OK
113 | FI-2304 | D-230 FEED | Lt3 A-230 | FMD72-BC24ABD1S1SGDDCGCRLJRLJA1+AAPA |  | Endress+Hauser |  | P205-20300 | TPP,HB | 150 | 20 | 12.6 | Kg/H | DPT + ORI | 300RF | 0 | 30 | Kg/H | [6 empty] | 2025-02-26 |  |  |  |  | OK
114 | FC-2401 | D-243 TO T-140 | Lt2 F-240 | IS-AM-1521 |  | Tokyo Keiso Co. Ltd |  | P205-20300 | TOL | 40 | 0.81 | 134 | Kg/H | Variable Area Flowmeter | 150RF | 0 | 300 | Kg/H | [11 empty] | OK
115 | FI-2451 | Z-240 TOL |  | AM-1401 |  | Tokyo Keiso Co. Ltd |  | P205-20300 | TOL | 40 | 2.66 | 1300 | Kg/H | Variable Area Flowmeter | 150RF | 0 | 2000 | Kg/H | [11 empty] | OK
116 | FC-2501 | D-242 TO T-250 | Lt2 F-240 | IS-AM-1521 |  | Tokyo Keiso Co. Ltd |  | P205-20300 | RhCAT | 20 | 0.71 | 47.2 | Kg/H | Variable Area Flowmeter | 150RF | 0 | 100 | Kg/H | [11 empty] | OK
117 | FC-2502 | T-250 REFLUX | Lt1 P-251 | IS-M-521-2 |  | Tokyo Keiso Co. Ltd |  | P205-20300 | IPA, H20 | 40 | 1.09 | 19.9 | Kg/H | Variable Area Flowmeter | 150RF | 0 | 40 | Kg/H | [11 empty] | OK
118 | FC-2503 | E-252 MPS | Lt2 E-252 | VXW1015-N61G-1116 |  | Oval Corporation |  | P205-20300 | MPS | 204 | 16 | 41 | Kg/H | VORTEX | 300RF WEFER | 0 | 100 | Kg/H | [11 empty] | OK
119 | FC-2504 | D-255 TO E 961 | Lt2 E-252 | EP-M-921-K |  | Tokyo Keiso Co. Ltd |  | P205-20300 | IPA, H2O | 40 | 1.24 | 2 | Kg/H | Variable Area Flowmeter | 150RF | 0 | 10 | Kg/H
120 | FC-2505 | D-255 TO D 232 | Lt2 D-255 | IS-AM-1521 |  | Tokyo Keiso Co. Ltd |  | P205-20300 | IPA, H2O | 40 | 1.76 | 37.8 | Kg/H | Variable Area Flowmeter | 150RF | 0 | 80 | Kg/H | [11 empty] | OK
121 | FC-2506 | T-250 TO TK-251 | Lt2 E-252 | IS-M-521-2 |  | Tokyo Keiso Co. Ltd |  | P205-20300 | RhCAT | 148 | 1.74 | 7.4 | Kg/H | Variable Area Flowmeter | 150RF | 0 | 30 | Kg/H | [11 empty] | OK
122 | FC-3101 | S-115 OUT | Lt2 D-312 | JTD920-E1R-00000-GWAN2-XX | R0169141044 | Yamatake Honeywell |  | P205-30100 | NBD | 40 | 3.23 | 14454 | Kg/H | DPT + ORI | 150RF | 0 | 20 | T/H
123 | FC-3102 | ECS TO R 310 | Lt3 E-325 | IS-AM-1521 |  | Tokyo Keiso Co. Ltd |  | P205-30100 | 48% NaOH | 20 | 5.4 | 65.5 | Kg/H | Variable Area Flowmeter | 150RF | 0 | 120 | Kg/H | [11 empty] | OK
124 | FC-3103 | E-313 OUT | Lt2 E-313 | JTD920-E1R-00000-GWAN2-XX | R0169141045 | Yamatake Honeywell |  | P205-30100 | H2O, NAOH | 49 | 2.5 | 17321 | Kg/H | DPT + ORI | 150RF | 0 | 24 | T/H
125 | FI-3104 | R-311 LPS | Lt1 P-312A/B | JTD920-E1R-00000-GWAN2-XX | R0169141046 | Yamatake Honeywell |  | P205-30100 | LPS | 155 | 4.5 | 250 | Kg/H | DPT + ORI | 150RF | 0 | 600 | Kg/H
126 | FC-3105 | NaOH Recycle | [5 empty] | P205-30100 | [5 empty] | DPT
127 | FC-3201 | T-320 FEED | Lt2 E-322 | JTD920Z-E1R-00000-GWAN2-XX |  | Yamatake Honeywell |  | P205-30100 | EPA | 95 | 0.42 | 12916 | Kg/H | DPT + ORI | 150RF | 0 | 16 | T/H
128 | FC-3202 | T-320 REFLUX | Lt2 D-425 | VXW1025-N51L-1116 |  | Oval Corporation |  | P205-30200 | EPA | 40 | 4.14 | 2485 | Kg/H | VORTEX | 150RF | 0 | 4 | T/H | [11 empty] | OK
129 | FC-3203 | E-322 MPS | Lt1 P-322A/B | JTD920-E1R-00000-GWAN2-XX | R0169141048 | Yamatake Honeywell |  | P205-30200 | MPS | 204 | 16 | 3196 | Kg/H | DPT + ORI | 300RF | 0 | 4 | T/H
130 | FC-3205 | T-320 TO E-961 | Lt2 D-325 | IS-AM-1521 |  | Tokyo Keiso Co. Ltd |  | P205-30200 | EPAHB, EPA | 159 | 1.79 | 360 | Kg/H | Variable Area Flowmeter | 150RF | 0 | 500 | Kg/H | [11 empty] | OK
131 | FC-4101 | D-411 FEED | Lt2 D-411 | JTD920Z-E1R-00000-GWAN2-XX |  | Yamatake Honeywell |  | P205-40100 | EPA | 40 | 4.85 | 12427 | Kg/H | DPT + ORI | 150RF | 0 | 16 | T/H
132 | FI-4102 | TK-411 TO D-411 | Lt1 P-312A/B | JTD920-E1R-00000-GWAN2-XX | R0169141051 | Yamatake Honeywell |  | P205-40100 | 2EH | 40 | 3.48 | 18030 | Kg/H | DPT + ORI | 150RF | 0 | 40 | T/H
133 | FC-4103 | E-413 TO D-411 | Lt2 E-413 | JTD920-E1R-00000-GWAN2-XX | R0169141052 | Yamatake Honeywell |  | P205-40100 | 2EH | 62 | 4.5 | 31664 | Kg/H | DPT + ORI | 150RF | 0 | 40 | T/H
134 | FC-4105A | P-411A MIN FLOW | Lt1 R-410 | KDP22Z-2222B1-7 |  | Yamatake Honeywell |  |  | 2EH,EPA | 56 | 44.9 | 62122 | Kg/H | Pressure Controller | 600RF | 0 | 80 | T/H | [11 empty] | OK
135 | FC-4105B | P-411B MIN FLOW | Lt1 R-410 | KDP22Z-2222B1-7 |  | Yamatake Honeywell |  |  | 2EH,EPA | 56 | 44.9 | 62122 | Kg/H | Pressure Controller | 600RF | 0 | 80 | T/H | [11 empty] | OK
136 | FC-4106 | R-410 FEED | Lt1 R-410 | JTD920-E1R-00000-GWAN2-XX | R0169141053 | Yamatake Honeywell |  |  | 2EH,EPA | 56 | 43.1 | 62122 | Kg/H | DPT + ORI | 600RF | 0 | 80 | T/H
137 | FQI-4107 | GHY B/L | Lt1 P-225 | JTD920-E1R-00000-GWAN2-XX | R0169141054 | Yamatake Honeywell |  | P205-40100 | H2 | 45 | 42 | 6140 | Nm3/H | DPT + ORI | 600RF | 0 | 8000 | Nm3/H
138 | FI-4108 | R-410 FEED GHY | Lt1 P-411A/B | JTD920-E1R-00000-GWAN2-XX | R0169141055 | Yamatake Honeywell |  | P205-40100 | H2 | 45 | 41.8 | 4709 | Nm3/H | DPT + ORI | 600RF | 0 | 6000 | Nm3/H
139 | FI-4109 | R-410 TOP FEED GHY | Lt4 R-410 | JTD920-E1R-00000-GWAN2-XX | R0169141056 | Yamatake Honeywell |  |  | H2, N2 | 41 | 40.3 | 33000 | Nm3/H | DPT + ORI | 600RF | 0 | 50 | KNm3/H
140 | FC-4110 | R-410 TOP FEED GHY | Lt3 E-419 | JTD920-E1R-00000-GWAN2-XX | R0169141057 | Yamatake Honeywell |  |  | H2, N2 | 41 | 40.3 | 9900 | Nm3/H | DPT + ORI | 600RF | 0 | 50 | KNm3/H
141 | FC-4111 | R-410 TOP FEED GHY | Lt2 E-413 | JTD920-E1R-00000-GWAN2-XX | R0169141058 | Yamatake Honeywell |  |  | H2, N2 | 41 | 40.3 | 6600 | Nm3/H | DPT + ORI | 600RF | 0 | 20 | KNm3/H
142 | FC-4112 | R-410 TOP FEED GHY | Lt2 D-455 | JTD920-E1R-00000-GWAN2-XX | R0169141059 | Yamatake Honeywell |  |  | H2, N2 | 41 | 40.3 | 3300 | Nm3/H | DPT + ORI | 600RF | 0 | 10 | KNm3/H
143 | FI-4113 | E-416 TO FGS | Lt3 E-416 | JTD920-E1R-00000-GWAN2-XX | R0169141060 | Yamatake Honeywell |  |  | H2, N2 | 20 | 2.8 | 326.7 | Nm3/H | DPT + ORI | 150RF | 0 | 500 | Nm3/H
144 | FI-4151 | E-411 OUT MPS | Lt1 P-411A/B | Diff. Pressure gauge |  | NKS |  |  | MPS | 204 | 16 | 0 | Kg/H | DP Indicator | 300RF | 0 | 8 | T/H | [10 empty] | Local indicator
145 | FI-4152 | R-410 GPA | Lt1 P-411A/B | AM-1401-Du |  | Tokyo Keiso Co. Ltd |  |  | GPA | 40 | 7.5 | 350 | Nm3/H | Variable Area Flowmeter | 150RF | 0 | 500 | Nm3/H | [10 empty] | Local indicator | OK
146 | FC-4201 | T-420 FEED | Lt2 D-435 | JTD920-E1R-00000-GWAN2-XX | R0169141062 | Yamatake Honeywell |  | P206-91100 | 2EH, 2EHHB | 124 | 4.2 | 30851 | Kg/H | DPT + ORI | 150RF | 0 | 40 | T/H
147 | FC-4202 | T-420 REFLUX | Lt3 E-411 | VXW1025-N51L-1116 |  | Oval Corporation |  |  | 2EH, NBA | 40 | 2.06 | 3164 | Kg/H | VORTEX | 150RF WEFER | 0 | 6 | T/H | [11 empty] | OK
148 | FC-4203 | E-422 MPS | Lt1 T-420 | JTD920-E1R-00000-GWAN2-XX | R0169141063 | Yamatake Honeywell |  |  | MPS | 204 | 16 | 2129 | Kg/H | DPT + ORI | 300RF | 0 | 5 | T/H
149 | FC-4301 | T-430 FEED | Lt1 T-430 | JTD920-E1R-00000-GWAN2-XX | R0169141064 | Yamatake Honeywell |  | P205-40400 | 2EH, 2EHHB | 139 | 0.86 | 29856 | Kg/H | DPT + ORI | 150RF | 0 | 40 | T/H
150 | FC-4302 | T-430 REFLUX | Lt2 D-445 | JTD920-E1R-00000-GWAN2-XX | R0169141065 | Yamatake Honeywell |  | P205-40400 | 2EH | 100 | 3.74 | 6250 | Kg/H | DPT + ORI | 150RF | 0 | 10 | T/H
151 | FC-4303 | E-432 MPS | Lt1 T-430 | JTD920-E1R-00000-GWAN2-XX | R0169141066 | Yamatake Honeywell |  | P205-40400 | MPS | 204 | 16 | 4034 | Kg/H | DPT + ORI | 300RF | 0 | 5 | T/H
152 | FC-4304 | P-435A/B OUT | Lt2 E-513 | JTD920-E1R-00000-GWAN2-XX | R0169141067 | Yamatake Honeywell |  |  | 2EH | 100 | 5.38 | 12500 | Kg/H | DPT + ORI | 150RF | 0 | 16 | T/H
153 | FC-4305 | T-430 TO E-414 | Lt1 T-430 | JTD920-E1R-00000-GWAN2-XX | R0169141068 | Yamatake Honeywell |  | P205-40400 | 2EH, 2EHHB | 138 | 1.67 | 17356 | Kg/H | DPT + ORI | 150RF | 0 | 24 | T/H
154 | FQI-4306 | PRODUCT 2EH TO T/Y | Lt2 E-513 | F200S418CCAZEZ1ZZ/ 1700I11ABFEZZZ | 3190227 | Micromotion | USD 11600 |  | 2EH | 40 | 2.54 | 12500 | Kg/H | Massflowmeter | 150RF | 0 | 16 | T/H |  |  |  |  | MTL21549 |  | 2012-04-19 |  |  |  |  | OK
155 | FC-4401 | T-440 FEED | Lt2 D-511 | VXW1015-N51L-1116 |  | Oval Corporation |  | P205-40500 | 2EH, 2EHHB | 138 | 1.57 | 845 | Kg/H | VORTEX | 150RF WEFER | 0 | 2000 | Kg/H | [11 empty] | OK
156 | FC-4402 | T-440 REFLUX | Lt3 E-455 | IS-AM-1521 |  | Tokyo Keiso Co. Ltd |  | P205-40500 | 2EH | 40 | 2.02 | 781 | Kg/H | Variable Area Flowmeter | 150RF | 0 | 1200 | Kg/H | [11 empty] | OK
157 | FC-4403 | E-442 MPS | Lt1 T-440 | JTD920-E1R-00000-GWAN2-XX | R0169141069 | Yamatake Honeywell |  | P205-40500 | MPS | 204 | 16 | 395 | Kg/H | DPT + ORI | 300RF | 0 | 600 | KG/H
158 | FC-4404 | T-440 TO E-961 | T-440 | IS-AM-1521 |  | Tokyo Keiso Co. Ltd |  | P205-40500 | 2EHHB | 170 | 1.77 | 63.8 | Kg/H | Variable Area Flowmeter | 150RF | 0 | 100 | KG/H | [11 empty] | OK
159 | FC-4501 | T-450 FEED | Lt2 D-511 | VXW1015-N51L-1116 |  | Oval Corporation |  |  | 2EH, NBA | 40 | 0.44 | 904 | Kg/H | VORTEX | 150RF WEFER | 0 | 2000 | Kg/H | [11 empty] | OK
160 | FC-4502 | T-450 REFLUX | Lt3 E-455 | VXW1010-N52L-1122 |  | Oval Corporation |  |  | NBA | 40 | 1.77 | 744 | Kg/H | VORTEX | 150RF WEFER | 0 | 1000 | KG/H | [11 empty] | OK
161 | FC-4503 | E-452 MPS | Lt1 T-450 | JTD920-E1R-00000-GWAN2-XX | R0169141071 | Yamatake Honeywell |  |  | MPS | 204 | 16 | 553 | Kg/H | DPT + ORI | 300RF | 0 | 800 | KG/H
162 | FC-4504 | D-455 TO E-961 | Lt2 D-455 | IS-AM-1521 |  | Tokyo Keiso Co. Ltd |  |  | NBA | 40 | 1.27 | 149 | Kg/H | Variable Area Flowmeter | 150RF | 0 | 400 | KG/H | [11 empty] | OK
163 | FC-5101 | D-511 NBD FEED | Lt2 D-511 | VXW1025-N51L-1116 |  | Oval Corporation |  | P205-50100 | NBD | 40 | 3.74 | 2492 | Kg/H | VORTEX | 150RF WEFER | 0 | 3 | T/H | [11 empty] | OK
164 | FI-5102 | TK-511 TO D-511 | Lt2 D-511 | VXW1015-N51L-1116 |  | Oval Corporation |  | P205-50100 | NBA | 40 | 3.68 | 465 | Kg/H | VORTEX | 150RF | 0 | 3 | T/H | [11 empty] | OK
165 | FC-5103 | E-513 TO D-511 | Lt2 E-513 | JTD920-E1R-00000-GWAN2-XX | R0169141072 | Yamatake Honeywell |  | P205-50100 | NBA, NBAHB | 40 | 3.2 | 11967 | Kg/H | DPT + ORI | 150RF | 0 | 16 | T/H
166 | FC-5105A | P-511 A MIN FLOW | Lt1 P-511A/B | KDP22Z-2222B1-7 |  | Yamatake Honeywell |  | P205-50100 | NBA,NBD | 39 | 44.3 | 14923 | Kg/H | ORI+DPT+PC | 600RF | 0 | 20 | T/H | [11 empty] | OK
167 | FC-5105B | P-511 A MIN FLOW | Lt1 P-511A/B | KDP22Z-2222B1-7 |  | Yamatake Honeywell |  | P205-50100 | NBA,NBD | 39 | 44.3 | 14923 | Kg/H | ORI+DPT+PC | 600RF | 0 | 20 | T/H | [11 empty] | OK
168 | FC-5106 | R-510 FEED | Lt1 P-511A/B | JTD920-E1R-00000-GWAN2-XX | R0169141073 | Yamatake Honeywell |  | P205-50100 | NBA, NBD | 39 | 43.5 | 14923 | Kg/H | DPT + ORI | 600RF | 0 | 20 | T/H
169 | FI-5107 | R-510 FEED GHY | Lt2 E-514 | VXW1015-N91G-1116 |  | Oval Corporation |  | P205-50100 | GHY | 45 | 41.8 | 829 | Nm3/H | VORTEX | 600RF WEFER | 0 | 1 | KNm3/H | [11 empty] | OK
170 | FI-5108 | E-516 TO PGS | Lt3 E-516 | VXW1015-N51G-1116 |  | Oval Corporation |  | P205-50100 | H2, N2 | 20 | 2.8 | 51.3 | Nm3/H | VORTEX | 150RF WEFER | 0 | 100 | Nm3/H | [11 empty] | OK
171 | FI-5109 |  | R-510 |  |  |  |  | P205-50100
172 | FI-5151 | E-511 OUT MPS | Lt2 E-513 | Diff. Pressure gauge |  | NKS |  | P205-50100 | MPS | 204 | 16 | 0 | Kg/H | DP Indicator | 300RF | 0 | 2 | T/H | [10 empty] | Local indicator
173 | FI-5152 | GPA TO R--510 | Lt3 E-511 | AM-1401-Du |  | Tokyo Keiso Co. Ltd |  | P205-50100 | GPA | 40 | 7.5 | 0 | Nm3/H | Variable Area Flowmeter | 150RF | 0 | 250 | Nm3/H | [10 empty] | Local indicator | OK
174 | FC-5201 | T-520 FEED | Lt3 E-511 | VXW1025-N51L-1116 |  | Oval Corporation |  | P205-50200 | NBA | 106 | 4.5 | 3029 | Kg/H | VORTEX | 150RF WEFER | 0 | 5 | T/H | [11 empty] | OK
175 | FC-5202 | T-520 REFLUX | Lt3 E-511 | VXW1025-N51L-1116 |  | Oval Corporation |  | P205-50200 | NBA | 40 | 0.69 | 2954 | Kg/H | VORTEX | 150RF WEFER | 0 | 5 | T/H | [11 empty] | OK
176 | FC-5203 | E-522 LPS | Lt1 T-520 | JTD920-E1R-00000-GWAN2-XX | R0169141074 | Yamatake Honeywell |  |  | LPS | 155 | 4.5 | 1216 | Kg/H | DPT + ORI | 150RF | 0 | 1.6 | T/H
177 | FC-5301 | T-530 FEED | Lt2 D-545 | H25 RR/ M40 |  | Krohne |  | P205-50300 | NBA | 120 | 0.88 | 2733 | Kg/H | Variable Area Flowmeter | 1" ASME 150LB | 200 | 2000 | KG/H | [6 empty] | 2011-06-20 |  |  |  | Vortex replace | OK
178 | FC-5302 | T-530 REFLUX | Lt3 E-516 | VXW1025-N51L-1116 |  | Oval Corporation |  | P205-50300 | NBA | 100 | 2.27 | 2500 | Kg/H | VORTEX | 150RF WEFER | 0 | 3 | T/H | [11 empty] | OK
179 | FC-5303 | E-532 LPS | Lt1 T-530 | JTD920-E1R-00000-GWAN2-XX | R0169141075 | Yamatake Honeywell |  | P205-50300 | LPS | 155 | 4.5 | 1389 | Kg/H | DPT + ORI | 150RF | 0 | 2 | T/H | [11 empty] | OK
180 | FC-5304 | PRODUCT NBA TO T/Y | Lt2 E-537 | H25 RR/ M40 |  | Krohne |  | P205-50300 | NBA | 120 | 3.3 | 2500 | Kg/H | Variable Area Flowmeter | 1.5" ASME 150LB | 50 | 500 | KG/H | [6 empty] | 2011-08-15 |  |  |  | Vortex replace | OK
181 | FQI-5305 | PRODUCT NBA TO T/Y | Lt2 E-537 | LUS53C11-7402 |  | Oval Corporation |  | P205-50300 | NBA | 40 | 2.6 | 2500 | Kg/H | P/D | 150RF | 0 | 3 | T/H
182 | FC-5306 | T-530 TO E-514 | Lt2 D-545 | H25 RR/ M40 |  | Krohne |  | P205-50300 | NBA, NBAHB | 120 | 2.76 | 0 | Kg/H | Variable Area Flowmeter | 1" ASME 150LB | 200 | 2000 | KG/H | [6 empty] | 2011-06-20 |  |  |  | Vortex replace | OK
183 | FC-5401 | T-540 FEED | Lt2 E-537 | IS-AM-1521 |  | Tokyo Keiso Co. Ltd |  | P205-50400 | NBA, NBAHB | 120 | 2.32 | 233 | Kg/H | Variable Area Flowmeter | 150RF | 0 | 500 | KG/H | [11 empty] | OK
184 | FC-5402 | T-540 REFLUX | Lt3 E-545 | IS-AM-1521 |  | Tokyo Keiso Co. Ltd |  | P205-50400 | NBA | 40 | 1.52 | 323 | Kg/H | Variable Area Flowmeter | 150RF | 0 | 500 | KG/H | [11 empty] | OK
185 | FC-5403 | E-542 MPS | Lt1 T-620 | VXW1025-N61G-1116 |  | Oval Corporation |  | P205-50400 | MPS | 204 | 16 | 192 | Kg/H | VORTEX | 300RF WEFER | 0 | 500 | KG/H | [11 empty] | OK
186 | FC-5404 | T-540 TO E-961 | Lt2 D-525 | IS-M-521-2 |  | Tokyo Keiso Co. Ltd |  | P205-50400 | NBAHB | 163 | 1.25 | 18 | Kg/H | Variable Area Flowmeter | 150RF | 0 | 40 | KG/H | [11 empty] | OK
187 | FC-5501 | T-550 FEED | Lt2 E-614 | IS-AM-1521 |  | Tokyo Keiso Co. Ltd |  | P205-50500 | NBA | 40 | 1.89 | 296 | Kg/H | Variable Area Flowmeter | 150RF | 0 | 600 | KG/H | [11 empty] | OK
188 | FC-5502 | T-550 REFLUX | Lt2 D-555 | VXW1025-N51L-1116 |  | Oval Corporation |  | P205-50500 | NBA, NBD | 40 | 1.11 | 1237 | Kg/H | VORTEX | 150RF WEFER | 0 | 2500 | KG/H | [11 empty] | OK
189 | FC-5503 | E-552 LPS | Lt1 T-620 | JTD920-E1R-00000-GWAN2-XX | R0169141076 | Yamatake Honeywell |  | P205-50500 | LPS | 155 | 4.5 | 481 | Kg/H | DPT + ORI | 150RF | 0 | 1000 | KG/H
190 | FC-5504 | D-555 TO E-961 | Lt2 E-537 | IS-AM-1521 |  | Tokyo Keiso Co. Ltd |  | P205-50500 | NBA, NBD | 40 | 2.12 | 45.8 | Kg/H | Variable Area Flowmeter | 150RF | 0 | 100 | KG/H | [11 empty] | OK
191 | FC-6101 | D-611 IBD FEED | Lt2 D-611 | VXW1025-N51L-1116 |  | Oval Corporation |  | P205-60100 | IBD | 40 | 3.71 | 1789 | Kg/H | VORTEX | 150RF WEFER | 0 | 2.4 | T/H | [11 empty] | OK
192 | FI-6102 | TK-611 TO D-611 | Lt2 D-611 | VXW1025-N51L-1116 |  | Oval Corporation |  | P205-60100 | IBA | 40 | 3.91 | 965 | Kg/H | VORTEX | 150RF WEFER | 0 | 4 | T/H | [11 empty] | OK
193 | FC-6103A | P-611A MIN FLOW | Lt1 P-611A/B | KDP22Z-2222B1-7 |  | Yamatake Honeywell |  | P205-60100 | IBA,IBD | 74 | 44.2 | 10851 | Kg/H | ORI+DPT+PC | 600RF | 0 | 16 | T/H | [11 empty] | OK
194 | FC-6103B | P-611A MIN FLOW | Lt1 P-611A/B | KDP22Z-2222B1-7 |  | Yamatake Honeywell |  | P205-60100 | IBA,IBD | 74 | 44.2 | 10851 | Kg/H | ORI+DPT+PC | 600RF | 0 | 16 | T/H | [11 empty] | OK
195 | FC-6105 | R-610 FEED | Lt1 P-625A/B | JTD920-E1R-00000-GWAN2-XX | R0169141077 | Yamatake Honeywell |  | P205-60100 | IBA, IBD | 74 | 43.5 | 10851 | Kg/H | DPT + ORI | 600RF | 0 | 16 | T/H
196 | FI-6106 | R-610 FEED GHY | Lt2 E-614 | VXW1015-N91G-1116 |  | Oval Corporation |  | P205-60100 | GHY | 40 | 41.8 | 604 | Nm3/H | VORTEX | 600RF WEFER | 0 | 800 | Nm3/H | [11 empty] | OK
197 | FI-6108 | E-615 TO FGS | Lt3 E-615 | VXW1015-N51G-1116 |  | Oval Corporation |  | P205-60100 | H2, IBA | 20 | 2.5 | 52 | Nm3/H | VORTEX | 150RF WEFER | 0 | 100 | Nm3/H | [11 empty] | OK
198 | FT-6109A | IBAL TO TRUCK | Loading Ibal | JTD920-E1R-00000-GWAN2-XX |  | Azbil |  |  | IBA | 40 | 4.757 | 15000 | Kg/H | DPT + ORI | 150RF | 0 | 19.6 | T/H
199 | FT-6109B | IBAL TO TRUCK | Loading Ibal | JTD920-E1R-00000-GWAN2-XX |  | Azbil |  |  | IBA | 40 | 4.757 | 15000 | Kg/H | DPT + ORI | 150RF | 0 | 19.6 | T/H
200 | FI-6151 | E-611 OUT MPS | Lt3 E-611 | Diff. Pressure gauge |  | NKS |  | P205-60100 | MPS | 204 | 16 | 0 | Kg/H | DP Indicator | 300RF | 0 | 2 | T/H | [10 empty] | Local indicator
201 | FI-6152 | R-610 GPA | Lt3 E-611 | AM-1401-Du |  | Tokyo Keiso Co. Ltd |  | P205-60100 | GPA | 40 | 7.5 | 0 | Nm3/H | Variable Area Flowmeter | 150RF | 0 | 250 | Nm3/H | [10 empty] | Local indicator | OK
202 | FC-6201 | T-620 FEED | Lt2 E-614 | JTD920-E1R-00000-GWAN2-XX | R0169141078 | Yamatake Honeywell |  | P205-60200 | IBA | 120 | 3.6 | 10811 | Kg/H | DPT + ORI | 150RF | 0 | 16 | T/H
203 | FC-6203 | T-620 REFLUX | Lt2 E-614 | JTD920Z-E1R-00000-GWAN2-XX |  | Yamatake Honeywell |  | P205-60200 | IBA, NPA | 40 | 0.79 | 8.961 | Kg/H | DPT + ORI | 150RF | 0 | 12 | T/H
204 | FC-6204 | E-622 LPS | Lt1 T-620 | JTD920-E1R-00000-GWAN2-XX | R0169141081 | Yamatake Honeywell |  | P205-60200 | LPS | 155 | 4.5 | 3491 | Kg/H | DPT + ORI | 150RF | 0 | 5 | T/H
205 | FC-6205 | D-625 TO E-961 | Lt2 D-625 | IS-AM-1521 |  | Tokyo Keiso Co. Ltd |  | P205-60200 | IBA | 40 | 2.6 | 100 | Kg/H | Variable Area Flowmeter | 150RF | 0 | 250 | KG/H | [11 empty] | OK
206 | FI-6206 | T-620 TO E-613 | Lt1 P-625A/B | JTD920-E1R-00000-GWAN2-XX | R0169141082 | Yamatake Honeywell |  | P205-60200 | IBA, IBAHB | 110 | 4.7 | 7982 | Kg/H | DPT + ORI | 150RF | 0 | 10 | T/H
207 | FC-6301 | T-630 FEED | Lt2 D-611 | VXW1025-N51L-1116 |  | Oval Corporation |  | P205-60300 | IBA, IBAHB | 110 | 4.77 | 2668 | Kg/H | VORTEX | 150RF WEFER | 0 | 5 | T/H | [11 empty] | OK
208 | FC-6302 | T-630 REFLUX | Lt3 E-635 | VXW1025-N51L-1116 |  | Oval Corporation |  | P205-60300 | IBA | 40 | 2.92 | 3615 | Kg/H | VORTEX | 150RF WEFER | 0 | 5 | T/H | [11 empty] | OK
209 | FC-6303 | E-632 LPS | Lt1 T-630 | JTD920-E1R-00000-GWAN2-XX | R0169141083 | Yamatake Honeywell |  | P205-60300 | LPS | 155 | 4.5 | 1681 | Kg/H | DPT + ORI | 150RF | 0 | 2 | T/H
210 | FC-6304 | D-635 TO T/Y | Lt2 D-635 | VXW1025-N51L-1116 |  | Oval Corporation |  | P205-60300 | IBA | 40 | 3.59 | 1675 | Kg/H | VORTEX | 150RF WEFER | 0 | 2 | T/H | [11 empty] | OK
211 | FQI-6305 | PRODUCT IBA TO T/Y | Lt2 D-625 | LUS52C11-7402 |  | Oval Corporation |  | P205-60300 | IBA | 40 | 2.89 | 1675 | Kg/H | P/D | 150RF | 0 | 2 | T/H | [11 empty] | OK
212 | FC-6401 | T-640 FEED | Lt2 D-611 | VXW1015-N51L-1116 |  | Oval Corporation |  | P205-60400 | IBAHB | 109 | 1.48 | 340 | Kg/H | VORTEX | 150RF WEFER | 0 | 800 | KG/H | [11 empty] | OK
213 | FC-6402 | T-640 REFLUX | Lt3 E-635 | IS-AM-1521 |  | Tokyo Keiso Co. Ltd |  | P205-60400 | IBA | 40 | 1.84 | 180 | Kg/H | Variable Area Flowmeter | 150RF | 0 | 400 | KG/H | [11 empty] | OK
214 | FC-6403 | E-642 MPS | Lt1 T-640 | VXW1025-N61G-1116 |  | Oval Corporation |  | P205-60400 | MPS | 204 | 16 | 164 | Kg/H | VORTEX | 300RF | 0 | 400 | KG/H | [11 empty] | OK
215 | FC-6404 | T-640 TO E-961 | Lt2 D-645 | IS-M-521-2 |  | Tokyo Keiso Co. Ltd |  | P205-60400 | IBAHB | 128 | 1.35 | 11.3 | Kg/H | Variable Area Flowmeter | 150RF | 0 | 30 | KG/H | [11 empty] | OK
216 | FQI-7101 | PPY TO STORAGE TANK | P-712 | RFT9739-3MM11 |  | Oval Corporation |  | P205-71100 | PPY | 25 | 19.9 | 200 | T/H | MASS FLOW | 300RF | 0 | 300 | T/H |  | 25 | c,s | ** | [7 empty] | OK
217 | FQI-7101B | PPY TO STORAGE TANK | Jetty Pelindo |  |  |  |  | P205-71100 | PPY |  |  |  |  | MASS FLOW
218 | FQI-7102 | PPY from JETTY | P-712 | Head transmitter: 5700R12ADAAZZZZAZZAMVPL, Tube sensing: CMFHC2M452N4GAEZZZ | R0169141121 | Micromotion |  |  | PPY VAPOR | 25 | 10.9 | 9.62 | T/H | MASS FLOW | 300RF | 0 | 300 | T/H |  | 25 | c,s | **
219 | FQI-7201 | 2EH TO TANK LORRY | Truck Loading | 2700R11BBFEZZZ | 3159731 | Micromotion | 77875000 | P205-72100 | 2EH | AMB | 1 | - | - | MASS FLOW | 150RF | 0 | 40 | m3/h |  |  |  |  | 90002059 | [6 empty] | OK
220 | FQI-7202 | 2EH TO SHIPPING PIER | TK-722 | RFT9739-3MM11 |  | Oval Corporation |  | P205-72100 | 2EH | AMB | 2 | - | - | MASS FLOW | 150RF | 0 | 150 | T/H |  | 25 | c,s | ** | [7 empty] | OK
221 | FQI-7203 | NBA TO TANK LORRY | Truck Loading | TX1050-D51-452 |  | Oval Corporation |  | P205-72200 | NBA | AMB | 1 | - | - | TURBINE | 150RF | 0 | 40 | T/H | [11 empty] | OK
222 | FQI-7204 | NBA TO SHIPPING PIER | TK-724 | RFT9739-3MM11 |  | Oval Corporation |  | P205-72200 | NBA | AMB | 2 | - | - | MASS FLOW | 150RF | 0 | 150 | T/H |  | 25 | c,s | ** | [7 empty] | OK
223 | FQI-7205 | IBA TO TANK LORRY | Truck Loading | TX1050-D51-452 |  | Oval Corporation |  | P205-72300 | IBA | AMB | 1 | - | - | TURBINE | 150RF | 0 | 40 | m3/h | [11 empty] | OK
224 | FQI-7206 | IBA TO SHIPPING PIER | TK-726 | EL0134-320224 |  | Oval Corporation |  | P205-72300 | IBA | AMB | 2 | 100 | T/H | MASS FLOW | 150RF | 0 | 150 | T/H | [11 empty] | OK
225 | FQI-7207 | 2EH TO SHIPPING PIER | TK-722 | 2700R11BBFEZZZ |  | Micromotion |  | P205-71200 | 2EH | AMB | 2 | - | - | MASS FLOW | 150RF | 0 | 150 | T/H |  | 25 | c,s | **
226 | FI-7501 | TEST FLOW METER FOR P-751A/B/C | U-850 |  |  | - |  | P206-75100 | FFW | - | - | - | - | VENTURI+DPT | - | 0 | 0 | T/H
227 | FC-8101 | P- 811 DISCH | WWT | MGG11D-050P21LS1AHA-12-A |  | Yamatake Honeywell |  | P206-80100 | WW1 | 35 | 1.5 | 3.1 | m3/H | Electromagnetic flowmeter | 150RF | 0 | 5 | m3/h | [11 empty] | OK
228 | FC-8102 | SHY TO TK 814 | WWT | LUS39C19-7310 |  | Oval Corporation |  |  | 48%NAOH | 20 | 5.6 | 115 | cc/H | P/D | 150RF | 0 | 0.2 | L/H | [11 empty] | OK
229 | FQI-8103 | P -819 DISCH | WWT | SMW20A-0080PL21SY5-XAB1XB-JQ |  | Yamatake Honeywell |  | P206-80100 | WAT | 36 | 2.5 | 19 | T/H | Electromagnetic flowmeter | 150RF | 0 | 25 | T/H | [11 empty] | OK
230 | FI-8151 | WAR TO TK -814 | WWT | AM-1401-Du |  | Tokyo Keiso Co. Ltd |  | P206-80100 | WAR | 40 | 5000mmH2O | 250 | Nm3/H | Variable Area Flowmeter | 150RF | 0 | 400 | Nm3/H | [11 empty] | OK
231 | FI-8152 | WAR TO TK-818 | WWT | AM-1401-Du |  | Tokyo Keiso Co. Ltd |  |  | WAR | 40 | 5000mmH2O | 10 | Nm3/H | Variable Area Flowmeter | 150RF | 0 | 20 | Nm3/H | [11 empty] | OK
232 | FI-8201 | P 820 DISCH | WWT | SMW20A-0040PL21SY5-XAB1XX-JQ |  | Yamatake Honeywell |  |  | WML | 35 | 1 | 2.9 | m3/H | Electromagnetic flowmeter | 150RF | 0 | 6 | m3/H | [11 empty] | OK
233 | FI-8202 | P 822 DISCH | WWT | SMW20A-0025PL21SY5-XAB1XX-JQ |  | Yamatake Honeywell |  |  | WML | 35 | 1 | 0.6 | m3/H | Electromagnetic flowmeter | 150RF | 0 | 1 | m3/H | [11 empty] | OK
234 | FI-8251 | WAR TO TK-820 | U-850 | AM-1401-Du |  | Tokyo Keiso Co. Ltd |  | P206-80200 | WAR | 40 | 5000mmH2O | 24 | Nm3/H | Variable Area Flowmeter | 150RF | 0 | 40 | Nm3/H | [11 empty] | OK
235 | FI-8252 | WAR TO TK-822 | U-850 | AM-1401-Du |  | Tokyo Keiso Co. Ltd |  | P206-80200 | WAR | 40 | 5000mmH2O | 24 | Nm3/H | Variable Area Flowmeter | 150RF | 0 | 40 | Nm3/H | [11 empty] | OK
236 | FC-8501 | WASTE WATER | Incenerator Lt4 | AM-1521 |  | Tokyo Keiso Co. Ltd |  | P206-85100 | waste Water | 90~100 | 5.3 | 476 | l/h | AREA | - | 0.08 | 0.8 | m3/H
237 | FC-8502 | NATURAL GAS FLOW RATE | Incenerator Lt5 | JTD920A-1E1F2-A1BXX |  | Yamatake Honeywell |  | P206-85100 | NG | 16 | 1.6 | 120 | Nm3/H | DPT | - | 0 | 2000 | mmH2O
238 | FC-8503 | COMBUSTION GAS FLOW RATE | Incenerator Lt3 | JTD920A-1E1F2-A1BXX |  | Yamatake Honeywell |  | P206-85100 | AIR | 33 | 2228mmH2O | 1566 | Nm3/H | DPT | - | 0 | 200 | mmH2O
239 | FC-8504 | COMBUSTION AIR FLOW RATE | Incenerator Lt3 | JTD920A-1E1F2-A1BXX |  | Yamatake Honeywell |  | P206-85100 | AIR | 33 | 2228mmH2O | 439 | Nm3/H | DPT | - | 0 | 200 | mmH2O
240 | FC-8505 | JACKET CIRCUL. WATER FEED RATE | Incenerator Lt1 | AM-1521 |  | Tokyo Keiso Co. Ltd |  | P206-85100 | BFW | 60 | 2.4 | 12.5 | m3/H | AREA | 150RF | 2 | 20 | m3/H
241 | FI-8506 | SUPPLY WATER FEED RATE | Incenerator Lt2 | AM-1521 |  | Tokyo Keiso Co. Ltd |  | P206-85100 | WATER | 35 | 4 | 2.3 | m3/H | AREA | 150RF | 0.5 | 5 | m3/H
242 | FC-8507 | DISSOLVER CIRC. WATER FEED RATE | Incenerator Lt2 | MGG11D-050P21LS1AHA-X2-ACL |  | Yamatake Honeywell |  | P206-85100 | EFFLUENT | 89 | 1.6 | 19 | m3/H | Electromagnetic flowmeter | 150RF | 0 | 25 | m3/H
243 | FC-8508 | JACKET CIRC. WATER FEED RATE | Incenerator Lt1 |  |  |  |  | P206-85100 | [5 empty] | AREA |  | 2 | 20 | m3/H
244 | FS-8508 | [6 empty] | P206-85100
245 | FI-8511 | P-312A/B TO E-851 | Lt3 E-851 | JTD920-E1R-00000-GWAN2-XX | R0169141122 | Yamatake Honeywell |  | P205-70800 | H2O, NAOH | 95 | 3 | 1604 | Kg/H | DPT + ORI | 150RF | 0 | 2000 | Kg/H
246 | FC-8512 | LPS TO E-851 | Lt3 E-851 | JTD920-E1R-00000-GWAN2-XX |  | Yamatake Honeywell |  | P205-70800 | LPS | 155 | 4.5 | 1.5 | T/H | DPT + ORI | 150RF | 0 | 2 | T/H
247 | FQI-9011 | Artesian well | [5 empty] | P206-93100
248 | FC-9011 |  | C-009 |  |  |  |  | P206-96100
249 | FQI-9010 | CNG flowmeter | C-009 |  |  |  |  | P206-96100
250 | FT-9687 | Discharge pressure | C-008 | GTX30D-AHAADAB-AF2ABA3-R1W1 |  | Azbil | 24750000 | P206-96100 | GAS | 13 | 20 |  |  | DPT + ORI | [8 empty] | MTL21553
251 | FC-9118 | LPG project | Reformer | JTD920-E1R-00000-GWAN2-XX |  | Yamatake Honeywell |  | P206-91100 | LPG |  |  |  |  | DPT + ORI |  | 0 | 450 | Kg/H | [10 empty] | Ex. FT-0202
252 | FI-9119 | LPG project | Reformer | STD920-E1H-00000-MWA4-E9 |  | Yamatake Honeywell |  | P206-91100 | LPG |  |  |  |  | DPT + ORI
253 | FQI-9201 | LPS TO UTILITY AREA | Lt1 Rack Room | JTD920-E1R-00000-GWAN2-XX | R0169141124 | Yamatake Honeywell |  | P206-10100 | LPS | 155 | 4.5 | 2.87 | T/H | DPT + ORI | 150RF | 0 | 8 | T/H
254 | FQI-9202 | MPS TO OCTANOL UNIT FR-H921 | Lt1 Rack Room | JTD920-E1R-00000-GWAN2-XX | R0169141125 | Yamatake Honeywell |  | P206-10100 | MPS | 204 | 16 | 19.95 | T/H | DPT + ORI | 300RF | 0 | 30 | T/H
255 | FQI-9203 | LPS TO SYNGAS UNIT | U-031 | JTD920-E1R-00000-GWAN2-XX | R0169141126 | Yamatake Honeywell |  | P206-92100 | LPS | 155 | 4.5 | 5.52 | T/H | DPT + ORI | 150RF | 0 | 8 | T/H
256 | FQI-9204 | LPS TO OCTANOL UNIT | Lt1 P-225 | JTD920-E1R-00000-GWAN2-XX | R0169141127 | Yamatake Honeywell |  | P206-10100 | LPS | 155 | 4.5 | 15.8 | T/H | DPT + ORI | 150RF | 0 | 22 | T/H
257 | FC-9204 | BOILER | Lt1 D-951 | [5 empty] | LPS | 155 | 4.5 | 15.8 | T/H | VORTEX | 150RF | 0 | 22 | T/H
258 | FQI-9205 | MPS FR SYNGAS UNIT | Lt1 P-225 | JTD920-E1R-00000-GWAN2-XX | R0169141128 | Yamatake Honeywell |  | P206-10100 | MPS | 204 | 16 | 4.61 | T/H | DPT + ORI | 300RF | 0 | 7 | T/H
259 | FI-9206 | MPS TO J-225/435 | Lt2 D-312 | JTD920-E1R-00000-GWAN2-XX | R0169141129 | Yamatake Honeywell |  | P206-10100 | MPS | 204 | 16 | 420 | Kg/H | DPT + ORI | 300RF | 0 | 600 | Kg/H
260 | FC-9207 | LPS TO T-921 | Lt2 E-922 | JTD920-E1R-00000-GWAN2-XX | R0169141131 | Yamatake Honeywell |  | P206-92200 | LPS | 155 | 4.5 | 0 | Kg/H | DPT + ORI | 150RF | 0 | 1500 | Kg/H
261 | FQI-9301 | FWS TO TK-931 | TK-931 | JTD920-E1R-00000-GWAN2-XX | R0169141132 | Yamatake Honeywell |  | P206-93100 | FWS | AMB | 3 | 0 | T/H | DPT + ORI | 150RF | 0 | 200 | T/H
262 | FQI-9303 | Artesian well to TK-931 | MNTC | JTD920-E1R-00000-GWAN2-XX |  | Yamatake Honeywell |  |  | Water | AMB |  | 25 | m3/H | DPT + ORI | 150RF | 0 | 25 | m3/h
263 | FQI-9303B | PDAM to TK-931 | MNTC | AT9000 GTX30D-AAAADAB-AF1AH1-R1T1W1 | REQJLQ-41-011-001 | Azbil |  |  | Water | AMB |  | 30 | m3/H | DPT + ORI | 150RF | 0 | 25 | m3/h | [6 empty] | 2025-10-01
264 | FIQA-9302 | DMW FROM U-930 | DEMIN WATER | 8205 No. 418762 |  | Burkert Contromatic |  |  | RAW | 33 | 3.2 | 20.5 | m3/H | PADDLE WHELL | 150UJ | 1.1 | 75 | m3/h |  |  |  |  | 90014088 |  | 2021-08-02
265 | FQI-9351 | Water flowmeter from PKG | PKG | WPD 125 |  | Meinecke |  | P206-93100 | FWS | AMB | 10.9 | 0 | T/H | Turbine | 150RF | 0 | 200 | m3/h | [11 empty] | OK
266 | FQI-9352 | Water flowmeter NPG | Pipe bridge new substation | L250 |  | Sensus |  |  | FWS | AMB | 10.9 | 0 | T/H | Turbine | 150RF | 0 | 160 | m3/h | [10 empty] | PN16 DN100
267 | FI-9381-1 | RAW WATER PUMP FEED | DEMIN WATER | DFM 350 Ident No: 221789 |  | Goema Pte Ltd (ASV) |  | U311-00165 | RAW | 33 | 4 | - | m3/H | Variable Area Flowmeter | 150UJ | 10 | 50 | m3/H |  |  |  |  | 90014107
268 | FI-9381-2 | DILUTION WATER FOR CAT. EXCH. | DEMIN WATER | DFM 350 Ident No: 221789 |  | Goema Pte Ltd (ASV) |  | U311-00165 | DMW | 33 | 2.8 | - | m3/H | Variable Area Flowmeter | 150UJ | 10 | 50 | m3/H |  |  |  |  | 90014107
269 | FI-9381-3 | DEGACIFIED WATER PUMP FEED | DEMIN WATER | DFM 350 Ident No: 221789 |  | Goema Pte Ltd (ASV) |  | U311-00165 | DMW | 33 | 5.2 | 20.5 | m3/H | Variable Area Flowmeter | 150UJ | 10 | 50 | m3/H |  |  |  |  | 90014107
270 | FI-9381-4 | MIXED BED POLISHER MIXING AIR | DEMIN WATER | DFM 350 Ident No: 221025 |  | Goema Pte Ltd (ASV) |  | U311-00166 | AIR | 40 | 0.45 | 78 | m3/H | Variable Area Flowmeter | 150UJ | 14 | 125 | m3/H |  |  |  |  | 90014110
271 | FI-9381-5 | H2SO4 DILUTION WATER | DEMIN WATER | DFM 350 Ident No. 221655 |  | Goema Pte Ltd (ASV) |  | U311-00167 | DMW | 33 | 2.8 | - | m3/H | Variable Area Flowmeter | 150UJ | 2.5 | 25 | m3/H |  |  |  |  | 90014108
272 | FI-9381-6 | H2SO4 DILUTION WATER | DEMIN WATER | DFM 350 Ident no: 221189 |  | Goema Pte Ltd (ASV) |  | U311-00167 | DMW | 33 | 2.8 | - | m3/H | Variable Area Flowmeter | 150UJ | 0.6 | 6 | m3/H |  |  |  |  | 90014109
273 | FI-9381-7 | NaOH DILUTION WATER | DEMIN WATER | DFM 350 Ident No. 221655 |  | Goema Pte Ltd (ASV) |  | U311-00167 | DMW | 40 | 2.8 | - | m3/H | Variable Area Flowmeter | 150UJ | 2.5 | 25 | m3/H |  |  |  |  | 90014108
274 | FI-9381-8 | NaOH DILUTION WATER | DEMIN WATER | DFM 350 Ident no: 221189 |  | Goema Pte Ltd (ASV) |  | U311-00167 | DMW | 40 | 2.8 | - | m3/H | Variable Area Flowmeter | 150UJ | 0.6 | 6 | m3/H |  |  |  |  | 90014109
275 | FQI-9401 | CWS TO OCTANOL UNIT | Lt1 P-325A/B | VXS1050-D51L-1116 |  | Oval Corporation |  | P206-10200 | CWS | 32 | 3.5 | 1994 | T/H | VORTEX | 150RF | 0 | 3000 | T/H | [11 empty] | OK
276 | FQI-9402 | CWS TO SYNGAS UNIT | Lt1 P-225 | VXS1050-D51L-1116 |  | Oval Corporation |  | P206-10200 | CWS | 32 | 3.5 | 750 | T/H | VORTEX | 150RF | 0 | 1000 | T/H | [11 empty] | OK
277 | FQI-9403 | CWS TO TANK YARD | Lt1 D-951 | VXW1080-N51L-1116 |  | Oval Corporation |  | P206-10200 | CWS | 32 | 3.5 | 24.2 | T/H | VORTEX | 150RF WEFER | 0 | 40 | T/H | [11 empty] | OK
278 | FQI-9404 | RWS TO OCTANOL UNIT | Lt1 Rack Room | JTD920-E1R-00000-GWAN2-XX | R0169141133 | Yamatake Honeywell |  | P206-10300 | RWS | 7 | 3.5 | 33.1 | T/H | DPT + ORI | 150RF | 0 | 70 | T/H
279 | FQI-9405 | Z-941 MAKE-UP FWS | D-941 | TX1080-D51-452 |  | Oval Corporation |  |  | FWS | AMB | 4.5 | 31 | T/H | TURBINE | 150RF | 0 | 70 | T/H | [11 empty] | OK
280 | FS-9421 | RWS FROM U-941 | C-991A/ B |  |  |  |  | P206-94200 | [5 empty] | CONTACT |  | - | - | -
281 | FS-9422 | CWR FROM U-941 | C-991A/ B |  |  |  |  | P206-94200 | [5 empty] | CONTACT |  | - | - | -
282 | FS-9421B |  | U-941B |  |  |  |  | P206-94200
283 | FS-9422B |  | U-941B |  |  |  |  | P206-94200
284 | FQI-9601 | PNG TO SYNGAS UNIT | Lt1 C-009 | JTD920-E1R-00000-GWAN2-XX | R0169141134 | Yamatake Honeywell |  | P206-96100 | PNG | AMB | 13 | 7641 | Nm3/H | DPT + ORI | 300RF | 0 | 10 | KNm3/H |  | 5 | C | *
285 | FC-9602 | FOL FROM TK-961A/B TO BOILER | Lt1 TK-961A | LUS52C31-7402 |  | Oval Corporation |  | P205-70200 | FOL | AMB | 18 | 888 | Kg/H | P/D | 300RF | 0 | 1500 | KG/H | [11 empty] | OK
286 | FC-9801 | T 980 FEED | Lt1 P-973 | JTD920-E1R-00000-GWAN2-XX | R0169141135 | Yamatake Honeywell |  | P205-70800 | P | 54 | 2 | 2473 | Kg/H | DPT + ORI | 150RF | 0 | 12 | T/H
287 | FI-9802 | E-983 TO WASTE WATER | Lt2 D-635 | JTD920-E1R-00000-GWAN2-XX | R0169141136 | Yamatake Honeywell |  | P205-70800 | WWT | 40 | 3.8 | 2170 | Kg/H | DPT + ORI | 150RF | 0 | 12 | T/H
288 | FC-9803 | E-982 LPS | Lt1 T-980 | JTD920-E1R-00000-GWAN2-XX | R0169141137 | Yamatake Honeywell |  | P205-70800 | LPS | 155 | 4.5 | 481 | Kg/H | DPT + ORI | 150RF | 0 | 1600 | KG/H
289 | FQI-9901 | NGS FROM D-993 | Lt1 Rack Room | VXW1025-N51G-1116 |  | Oval Corporation |  | P206-10400 | N2 | 40 | 6 | 89 | Nm3/H | VORTEX | 150RF WEFER | 0 | 400 | Nm3/H | [11 empty] | OK
290 | FQI-9902 | TY NGB SEAL | Lt1 TK-251 | VXW1025-N51G-1116 |  | Oval Corporation |  | P206-10400 | N2 | 40 | 0.5 | 15 | Nm3/H | VORTEX | 150RF WEFER | 0 | 150 | Nm3/H | [11 empty] | OK
291 | FQI-9903 | NGS TOSYN GAS UNIT | Lt1 D-951 | IS-AM-1521 |  | Tokyo Keiso Co. Ltd |  | P206-99200 | N2 | 40 | 6 | 12 | Nm3/H | Variable Area Flowmeter | 150RF | 0 | 40 | Nm3/H | [11 empty] | OK
292 | FQI-9904 | NGS TO D-993 | Lt1 D-951 |  |  |  |  | P206-99200 | N2 | 40 | 6 | 89 | Nm3/H | DPT + ORI | 150RF | 0 | 300 | Nm3/H
293 | FQI-9905 | N2 flowmeter from PKG | PKG | VXW1025-N51G-1010 |  | Oval Corporation | [7 empty] | Vortex
294 | FQI-9908 | N2 high purity | N2 Generator | [5 empty] | N2
295 | FC-9941 | CO2 Product | CO2 | EJA110A-DMS4A-92DA/FU1/D4 |  | Yokogawa |  | CO2 LIQ | [5 empty] | DPT |  | 0 | 10000 | mmH2O
296 | FC-9942 | CO2 | CO2 Samator | EJA110A-DMS4A-92DA/FU1/D4 |  | Yokogawa |  | CO2 LIQ | [5 empty] | DPT |  | 0 | 10000 | mmH2O
297 | FI-9951 | NGS TO D-811 | Lt1 D-951 | AM-1402-Du |  | Tokyo Keiso Co. Ltd |  | P206-10400 | N2 | 40 | 6 | 2 | Nm3/H | Variable Area Flowmeter | 150RF | 0 | 20 | Nm3/H | [11 empty] | OK
298 | FI-9952 | NGS TO C -150,C 412 | Lt1 D-951 | AM-1402-Du |  | Tokyo Keiso Co. Ltd |  | P206-10400 | N2 | 40 | 6 | 7.2 | Nm3/H | Variable Area Flowmeter | 150RF | 0 | 15 | Nm3/H | [11 empty] | OK
299 | FI-9953 | NGS TO E-216.325.435 | Lt1 D-951 | AM-1402-Du |  | Tokyo Keiso Co. Ltd |  | P206-10400 | N2 | 40 | 0.5 | 9 | Nm3/H | Variable Area Flowmeter | 150RF | 0 | 50 | Nm3/H | [11 empty] | OK
300 | FI-9954 | NGS TO TANK YARD | Lt1 D-951 | AM-1401-Du |  | Tokyo Keiso Co. Ltd |  | P206-99200 | N2 | 40 | 6 | 28 | Nm3/H | Variable Area Flowmeter | 150RF | 0 | 200 | Nm3/H | [11 empty] | OK
CO2 GAS
281 | FT-10303-03 | MEA reboiler flow | MEA Reboiler | MAG 5000 |  | Siemens |  | CO(009610) | Condensate |  |  |  |  | Magnetic Flowmeter |  | 0 | 20 | m3/h |  | 5 |  | * | 90021442
282 | FT-10401-02 | Reclaimer inlet flow | Reclaimer | MAG 5000 |  | Siemens |  | CO(009611) | MEA |  |  | 20 | l/h | Magnetic Flowmeter |  | 0 | 300 | l/h |  | 5 |  | *
283 | FT-10404-03 | Reclaimer demin water flow | Reclaimer | MAG 5000 |  | Siemens |  | CO(009611) | Demin wtr |  |  |  |  | Magnetic Flowmeter | DN15 | 0 | 300 | l/h |  | 5 |  | *
284 | FT-11202-02 | Flue gas scrubber gas outlet flow | Flue gas Scrb. | 7MF4433-1BA02-2AB7-Z |  | Siemens Sitrans P |  | CO(133565) | Flue gas |  |  | 13600 | kg/h | Pitot | DN16 | 0 | 2.766 | mbar |  | 5 |  | *
285 | FT-11204-13 | Flue gas scrubber circ. flow | Flue gas cooler | VFI-12-240m-1-C-N…-EG6 | MAG 5000 7ME6340-3FC13-2AA1-Z N02 + 7ME6910-1AA30-1AA0 | Grundfoss |  | CO(133565) | Process wtr |  |  | 125 | m3/h | Vortex | DN100 | 12 | 240 | m3/h |  | 5 |  | * | [6 empty] | Rencana ganti dari Vortex ke Magnetic
286 | FT-11402-26 | Stripper rich MEA inlet flow | MEA Filter | MAG 5000 7ME69101AA301AA0 + YME63403FC132AA1-Z N02 | N1R3290103 | Siemens |  | CO(009610) | MEA |  |  | 31.9 | m3/h | Magnetic Flowmeter | DN65 | 5.2 | 104 | m3/h |  | 5 |  | * |  |  | 2023
287 | FT-11403-05 | Absorber lean MEA inlet flow | MEA Filter | MAG 5000 7ME6910-1AA30-1AA0 + 7ME6340-3FC13-2AA1-Z N02 | N1J8310078 | Siemens |  | CO(009610) | MEA |  |  |  |  | Magnetic Flowmeter | DN80 | 0 | 100 | m3/h |  | 5 |  | * | MTL23047 |  | 2018-12-26 |  |  |  | Sett H=40 m3/h L= 20m3/h LL=5m3/h
288 | FT-11405-02 | Absorber circ. inlet flow | Absorber top cooler | VFI-5.2-104m-1-C-N…-EG6 |  | Grundfoss |  | CO(009610) | Process wtr |  |  | 30 | m3/h | Vortex | DN65 | 5.2 | 104 | m3/h |  | 5 |  | * | [6 empty] | Rencana ganti dari Vortex ke Magnetic
289 | FT-11409-02 | MEA filter lean MEA flow | MEA Filter | WMAG 21 |  | Flowmasonic |  | CO(009610) | MEA |  |  | 1300 | l/h | Magnetic Flowmeter | DN25 | 0 | 12 | m3/h |  | 5 |  | * | MTL23083 |  | 2023-03-17
290 | FT-11558-12 | Gas cooler flow to stripper | Gas cooler | MAG 5000 |  | Siemens |  | CO(133567) | Process wtr |  |  |  |  | Magnetic Flowmeter |  | 0 | 1 | m3/h |  | 5 |  | *
291 | FT-11558-31 | Gas cooler flow to absorber | Gas cooler | MAG 5000 |  | Siemens |  | CO(133567) | Process wtr |  |  | 1000 | l/h | Magnetic Flowmeter |  | 0 | 2 | m3/h |  | 5 |  | *
292 | FT-12303-11 | Water scrubber demin wtr inlet flow | Flue gas scrb | MAG 5000 |  | Siemens |  | CO(133567) | Demin wtr |  |  | 400 | l/h | Magnetic Flowmeter |  | 0 | 2 | m3/h |  | 5 |  | *
293 | FT-50302-05 | Cooling water flow | Gas cooler | MAG 5000 |  | Siemens |  | CO(222066) | CWR |  |  |  |  | Magnetic Flowmeter |  | 0 | 700 | m3/h |  | 5 |  | *
H-922
294 | 55FT4 | Gas Flowmeter | H-922 | TERZ 94 |  | RMG |  |  | Natural Gas | 30 | 20.3 | 65 - 1000 | m3/h | Turbine |  | 65 | 1000 | m3/h |  | 125 | C, S, E | *** | [6 empty] | Output 4-20 mA to DCS FT-9222 ; DN 150
295 | FI-9221 | Steam flow | H-922 | GTX30D-AAAADAB- AF1AXA1-R1W1 |  | Yamatake azbil |  |  | Steam | 230 | 15 | 28 | T/H | Orifice | 300 | 0 | 40 | T/H |  | 125 | C, S, E | *** | 90001004
296 | FT-9603 | FOL to H-921 and H-922 | TK-961 |  |  | Yamatake azbil |  |  | FOL | 30 | 12 | 1900 | kg/h | Orifice | 300 | 0 | 4000 | kg/h |  | 125 | C, S, E | *** | 90001004
CO2 LIQUID
1 | FIS-11506-07 | Water scubber to absorber spray | RIO-103 | FVA 250 CF-S 7ME5864-2CD30-0AC1 | 2015-363078/001 001 | Siemens |  |  | Water | 40 | 3 | 950 | m3/h | Variable area Flowmeter | PN40 | 0 | 4 | m3/h |  | 5 |  | *
2 | FS-40113-01A | Ref. Comp A oil flow | RIO-401 | MF2-020JA-41 |  | GHM-Honcberg |  |  | Oil | 45 | 12.5 | - | - | FS | - | - | - | - |  | 5 |  | *
3 | FS-40113-01B | Ref. Comp B oil flow | RIO-401 | MF2-020JA-41 |  | GHM-Honcberg |  |  | Oil | 45 | 12.5 | - | - | FS | - | - | - | - |  | 5 |  | *
4 | FS-40113-01C | Ref. Comp C oil flow | RIO-401 | MF2-020JA-41 |  | GHM-Honcberg |  |  | Oil | 45 | 12.5 | - | - | FS | - | - | - | - |  | 5 |  | *
5 | FT-10104-01 | Steam flow from Steam boiler | RIO-101 | FX 300C |  | Siemens |  |  | Steam | 138 | 2.5 | 1500 | kg/h | Vortex | 300 | 0 | 2800 | kg/h
6 | FT-10313-01 | Steam flow from plant | RIO-103 | FX 300C |  | Siemens |  |  | steam | 142 | 2 | 6200 | kg/h | Vortex | 300 | 0 | 9500 | kg/h |  | 5 |  | * | [6 empty] | 7ME2600-4YA13-1AE4-Z
7 | FT-10409-01 | Lean MEA to reclaimer | RIO-104 | FVA 250 CF-S/ 7ME5862-2AD20-0AF1/Y01 | 2023-392096001 | Siemens |  |  | MEA | 120 | 3.2 | 100 | l/h | Variable area Flowmeter | PN40 | 0 | 160 | l/h |  | 5 |  | * | [6 empty] | 7ME5862-2AD20-0AF1
8 | FT-10410-02 | Demin water to reclaimer | RIO-104 | FVA 250 CF-S/ 7ME5861-2AD12-0AF1 | 2014-360317/001 001 | Siemens |  |  | Water | 32 | 6 | 10 | l/h | Variable area Flowmeter | PN40 | 0 | 16 | l/h |  | 5 |  | * | [6 empty] | 7ME5861-2AD12-0AF1
9 | FT-11222-05 | Fluegas circulation | RIO114-2 | MAG 5000 |  | Siemens |  |  | Water | 56.9 | 3 | 135 | m3/h | Magnetic flowmeter | PN16 | 0 | 250 | m3/h |  | 5 |  | * | [6 empty] | 7ME69101AA301AA0 7ME63404HC132AA1
10 | FT-11406-01 | Rich MEA | RIO114-3 | MAG 5000/ 7ME69101AA301AA0 | N1ED080180 | Siemens |  |  | MEA | 59.69 | 3.2 | 67.36 | m3/h | Magnetic flowmeter | PN16 | 0 | 180 | m3/h |  | 5 |  | * | [6 empty] | 7ME69101AA301AA0 7ME63403MC132AA1
11 | FT-11409-03 | Absorber top cooler | RIO114-2 | MAG 5000 |  | Siemens |  |  | Water | 55.12 | 6 | 65 | m3/h | Magnetic flowmeter | PN16 | 0 | 180 | m3/h |  | 5 |  | * | [6 empty] | 7ME69101AA301AA0 7ME63403MC132AA1
12 | FT-11411-03 | MEA Filter | RIO114-3 | MAG 5000 |  | Siemens |  |  | MEA | 41 | 1.8 | 3 | m3/h | Magnetic flowmeter | PN16 | 0 | 17.5 | m3/h |  | 5 |  | *
13 | FT-11430-02 | Lean MEA | RIO114-3 | MAG 5000 |  | Siemens |  |  | MEA | 40 | 3.5 | 57.58 | m3/h | Magnetic flowmeter | PN16 | 0 | 180 | m3/h |  | 5 |  | * | [6 empty] | 7ME69101AA301AA0 7ME63403MC132AA1
14 | FT-12303-06 | Water scrabber spray | RIO-103 | FVA 250 CF-S/ 7ME5863-2CJ27-0AF1 | 2015-363078/002 001 | Siemens |  |  | Water | 32 | 6 | 923 | l/h | FVA (Floater) | 1" ANSI150 | 0 | 1000 | l/h |  | 5 |  | *
15 | FT-0721 | CO2 Liquid to Storage | 381 | CMFS150M342NRAZEKZZ/ 1700E12AEFEZZZPK |  | Micro Motion | 210596000 |  | Liquid CO2 | -24.27 | 20.5 | 4170 | kg/h | Massflowmeter | 300 | 0 | 6000 | kg/h |  |  |  |  | MTL23170 | [5 empty] | Y0Y0025R0A3A1C3D1H1A
16 | FQI-0722 | CO2 Liquid vapour tank |  | RFT9739-3MM11 |  | Oval Corporation |  |  |  | 150 | 20 | 12.6 | Kg/H | MASSFLOW | 300RF | 0 | 30 | Kg/H | [6 empty] | 2025-07-27 |  |  |  | Ex FI-2304
17 | FI-36103-01 |  | CO |  |  |  |  | CO(105281)
18 | FT-7701A | CO2 Storage to truck | P-771A/B | CMF200M419NRAZEZZZ/ 1700C12AEFEZZZPK |  | Micro Motion | 251835000 |  | Liquid CO2 | -24.27 | 17.2 | 11 | t/h | Massflowmeter | 300 | 0 | 40 | t/h |  | 5 |  | * | MTL23169 |  | 2024-05-01
19 | FT-7701B | CO2 Storage to truck | P-771A/B | GTX30D-AAAADAB-AF1ADA1-R1W1 |  | AZBIL |  |  | Liquid CO2 | -24.27 | 17.2 | 11 | t/h | DPT | 300 | 0 | 40 | t/h |  | 5 |  | *
20 | PDT-11302-04 | Fluegas flowmeter | RIO-114-2 | Sitrans P |  | Siemens |  |  | Fluegas | 43 | 0.011 | 34542 | kg/h | PDT | 150 | 0 | 20 | mbar |  | 5 |  | *
H-923
1 | FI-9231 | MPS | H-923 | GTX30D-AAAADAB-AF1AHA1-R1T1W1 |  | Azbil |  |  | Steam | 230 | 15 |  | m3/h | DPT | - |  |  | m3/h |  | 125 | C, S, E | *** | [6 empty] | Output 4-20 mA to DCS FT-9231
N2 Generator
1 | FT-6A | Nitrogen | D-01 | PF3A703H-10-DS |  | SMC |  |  | N2 |  | 1.5Mpa |  | L/min | Digital Flow Switch | 1" Rc | 30 | 3000 | L/min |  |  |  | * | 90002062
2 | FT-6B | Nitrogen |  | PF3A706H-14-CS |  | SMC |  |  |  |  | 1.5Mpa |  | L/min | Digital Flow Switch |  | 60 | 6000 | L/min |  |  |  | *
R-410B
1 | FC-4101B | D-411 FEED | Lt2 D-411 | GTX31D-AAAADAC-AF1AHA1-R1T1W1 |  | Azbil | 16740000 |  | EPA | 40 | 4.85 | 12427 | Kg/H | DPT + ORI | 150RF | 0 | 16 | T/H |  |  |  |  | 90001048 |  |  |  |  | AS1A | Flange
2 | FI-4102B | TK-411 TO D-411 | Lt1 P-312C | GTX31D-AAAADAC-AF1AHA1-R1T1W1 |  | Azbil | 16740000 |  | 2EH | 40 | 3.48 | 18030 | Kg/H | DPT + ORI | 150RF | 0 | 40 | T/H |  |  |  |  | 90001049 |  |  |  |  | AG1C
3 | FC-4103B | E-413 TO D-411 | Lt2 E-413 | GTX31D-AAAADAC-AF1AHA1-R1T1W1 |  | Azbil | 16740000 |  | 2EH | 62 | 4.5 | 31664 | Kg/H | DPT + ORI | 150RF | 0 | 40 | T/H |  |  |  |  | 90001049 |  |  |  |  | AS1A | Flange
4 | FC-4105C | P-411A MIN FLOW | Lt1 R-410B | KFPA15Z-03821B1T-M7 |  | Azbil | 72540000 |  | 2EH,EPA | 56 | 44.9 | 62122 | Kg/H | Pressure Controller | 600RF | 0 | 80 | T/H |  |  |  |  | 90001028
6 | FC-4106B | R-410 FEED | Lt1 R-410B | GTX31D-AAAADAC-AF1AHA1-R1T1W1 |  | Azbil | 16740000 |  | 2EH,EPA | 56 | 43.1 | 62122 | Kg/H | DPT + ORI | 600RF | 0 | 80 | T/H |  |  |  |  | 90001049 |  |  |  |  | DS1A | Flange
7 | FQI-4107B | GHY B/L | Lt1 P-225 | GTX31D-AAAADAC-AF1AHA1-R1T1W1 |  | Azbil | 16740000 |  | H2 | 45 | 42 | 6140 | Nm3/H | DPT + ORI | 600RF | 0 | 8000 | Nm3/H |  |  |  |  | 90001049 |  |  |  |  | DG3A
8 | FI-4108B | R-410B FEED GHY | Lt1 P-411C | GTX31D-AAAADAC-AF1AHA1-R1T1W1 |  | Azbil | 16740000 |  | H2 | 45 | 41.8 | 4709 | Nm3/H | DPT + ORI | 600RF | 0 | 6000 | Nm3/H |  |  |  |  | 90001049 |  |  |  |  | DG3A
9 | FI-4109B | R-410B TOP FEED GHY | Lt4 R-410B | GTX31D-AAAADAC-AF1AHA1-R1T1W1 |  | Azbil | 16740000 |  | H2, N2 | 41 | 40.3 | 33000 | Nm3/H | DPT + ORI | 600RF | 0 | 50 | KNm3/H |  |  |  |  | 90001049 |  |  |  |  | DG3A
10 | FC-4110B | R-410B TOP FEED GHY | Lt3 E-419 | GTX31D-AAAADAC-AF1AHA1-R1T1W1 |  | Azbil | 16740000 |  | H2, N2 | 41 | 40.3 | 9900 | Nm3/H | DPT + ORI | 600RF | 0 | 50 | KNm3/H |  |  |  |  | 90001049 |  |  |  |  | DG3A
11 | FC-4111B | R-410B TOP FEED GHY | Lt2 E-413 | GTX31D-AAAADAC-AF1AHA1-R1T1W1 |  | Azbil | 16740000 |  | H2, N2 | 41 | 40.3 | 6600 | Nm3/H | DPT + ORI | 600RF | 0 | 20 | KNm3/H |  |  |  |  | 90001049 |  |  |  |  | DG3A
12 | FC-4112B | R-410B TOP FEED GHY | Lt2 D-455 | GTX31D-AAAADAC-AF1AHA1-R1T1W1 |  | Azbil | 16740000 |  | H2, N2 | 41 | 40.3 | 3300 | Nm3/H | DPT + ORI | 600RF | 0 | 10 | KNm3/H |  |  |  |  | 90001049 |  |  |  |  | DG3A
13 | FI-4113B | E-416 TO FGS | Lt3 E-416 | GTX31D-AAAADAC-AF1AHA1-R1T1W1 |  | Azbil | 16740000 |  | H2, N2 | 20 | 2.8 | 326.7 | Nm3/H | DPT + ORI | 150RF | 0 | 500 | Nm3/H |  |  |  |  | 90001049 |  |  |  |  | AG1C
14 | FI-4151B | E-411 OUT MPS | Lt1 P-411C | DG 96-1X3 |  | NKS | 39400000 |  | MPS | 204 | 16 | 0 | Kg/H | DP Indicator | 300RF | 0 | 8 | T/H |  |  |  |  | MTL22573 | [5 empty] | Local indicator
15 | FI-4152B | R-410B GPA | Lt1 P-411C | AM71LW-01/AR2-8/DU |  | Tokyo Keiso Co. Ltd | 39500000 |  | GPA | 40 | 7.5 | 350 | Nm3/H | Variable Area Flowmeter | 150RF | 0 | 500 | Nm3/H |  |  |  |  | MTL22767 | [5 empty] | Local indicator
16 | FC-4201B | T-420 FEED | Lt2 D-435 | GTX31D-AAAADAB-AF1AHA1-R1T1W1 |  | Azbil | 17391000 | S015 | 2EH, 2EHHB | 124 | 4.2 | 30851 | Kg/H | DPT + ORI | 150RF | 0 | 40 | T/H
R-510B
1 | FC-5101B | D-511B NBD FEED | Lt2 D-511B | VXW025-LOCA1-140-211AHC-0 , | MFG No. M010-73593 | Oval Corporation | 38180000 |  | NBD | 40 | 3.74 | 2492 | Kg/H | VORTEX | 150RF WEFER | 0 | 3 | T/H |  |  |  |  | MTL22575
2 | FI-5102B | TK-511 TO D-511B | Lt2 D-511B | VXW015-LOCA1-140-211AHC-0 | MFG No. M010-73594 | Oval Corporation | 36340000 |  | NBA | 40 | 3.68 | 465 | Kg/H | VORTEX | 150RF | 0 | 3 | T/H |  |  |  |  | MTL22576
3 | FC-5103B | E-513B TO D-511B | Lt2 E-513B | GTX30D-AAAADAB-AF1AHA1-R1T1W1 |  | Azbil | 16740000 |  | NBA, NBAHB | 40 | 3.2 | 11967 | Kg/H | DPT + ORI | 150RF | 0 | 16 | T/H |  |  |  |  | MTL22578
4 | FC-5105C | P-511C MIN FLOW | Lt1 P-511C | KDP22Y-2222B1-7 |  | Azbil | 62310000 |  | NBA,NBD | 39 | 44.3 | 14923 | Kg/H | ORI+DPT+PC | 600RF | 0 | 20 | T/H |  |  |  |  | MTL22572
5 | FC-5106B | R-510B FEED | Lt1 P-511C | GTX30D-AAAADAB-AF1AHA1-R1T1W1 |  | Azbil | 16740000 |  | NBA, NBD | 39 | 43.5 | 14923 | Kg/H | DPT + ORI | 600RF | 0 | 20 | T/H |  |  |  |  | MTL22578
6 | FI-5107B | R-510B FEED GHY | Lt2 E-514 | VXW015-G1CA6-14F-211AHC-0 | MFG No. M010-74786 | Oval Corporation | 48300000 |  | GHY | 45 | 41.8 | 829 | Nm3/H | VORTEX | 600RF WEFER | 0 | 1 | KNm3/H |  |  |  |  | MTL22577
7 | FI-5108B | E-516B TO PGS | Lt3 E-516B | VXW015-G1CA1-14F-211AHC-0 | MFG No. M010-74795 | Oval Corporation | 42320000 |  | H2, N2 | 20 | 2.8 | 51.3 | Nm3/H | VORTEX | 150RF WEFER | 0 | 100 | Nm3/H |  |  |  |  | 90002055
8 | FI-5151B | E-511B OUT MPS | Lt2 E-513B | DG 96-1X3 |  | NKS | 34400000 |  | MPS | 204 | 16 | 0 | Kg/H | DP Indicator | 300RF | 0 | 2 | T/H |  |  |  |  | MTL22573 | [5 empty] | Local indicator
9 | FI-5152B | GPA TO R--510B | Lt3 E-511B | AM71LW-01A2R-8/Du |  | Tokyo Keiso Co. Ltd | 34413750 |  | GPA | 40 | 7.5 | 0 | Nm3/H | Variable Area Flowmeter | 150RF | 0 | 250 | Nm3/H |  |  |  |  | MTL22574 | [5 empty] | Local indicator
10 | FC-5201B | T-520 FEED | Lt3 E-511B | VXW025-L1CA1-140-211AHC-0 |  | Oval Corporation | 43240000 |  | NBA | 106 | 4.5 | 3029 | Kg/H | VORTEX | 150RF WEFER | 0 | 5 | T/H |  |  |  |  | MTL22831
11 | FI-5102A |  |  | VXW015-L0CA1-140-211AHC-0 |  | Oval Corporation |  |  | NBA | 40 | 3.68 | 465 | Kg/H | VORTEX | 150RF WEFER | 0 | 3000 | kg/h |  |  |  |  | MTL22576 |  | 2025-04-25
12 | FI-5102A2 |  |  | VXW015-L0CA1-140-211AHC-0 |  | Oval Corporation |  |  | NBA | 40 | 3.68 | 465 | Kg/H | VORTEX | 150RF WEFER | 0 | 3000 | kg/h |  |  |  |  | MTL22576 |  | 2025-04-25
T-170
1 | FT-1701 |  | T-170 Feed | VXW025-L1CA1-140-211AHC-0 |  | Oval Corporation | 39100000 |  | IBD | 30 | 4 | 2200 kg/h | kg/h | Vortex | 150RF | 0 | 5 | t/h |  |  |  |  | MTL22693
2 | FT-1702 |  | D-175 | VXW025-L1CA1-140-211AHC-0 |  | Oval Corporation | 39100000 |  | IBD | 45 | 0.06 | 4000 kg/h | kg/h | Vortex | 150RF | 0 | 6 | t/h |  |  |  |  | MTL22694
3 | FT-1703 |  | E-172 | GTX31D-AAAADAB-AFIAHA1-R1T1W1 |  | Azbil | 16275000 |  | IBD | 155 | 4.3 | 2000 | kg/h | DPT + ORI | 150RF | 0 | 2 | t/h |  |  |  |  | 90001004
4 | FT-1704 |  | T-170 | NLZ1111-A2RF3-3CA1/E2/EI/GH |  | Tokyo Keiso | 31150000 |  | IBD | 67 | 2 | 50 | kg/h | Variabel area | 150RF | 0 | 100 | kg/h |  |  |  |  | MTL22696
5 | FT-1705 |  | D-175 | NLZ1111-A2RF2-1NB1/E2/E1/GH |  | Tokyo Keiso | 30720000 |  | IBD | 46 | 3 | 33 | kg/h | Variabel area | 150RF | 0 | 100 | kg/h |  |  |  |  | MTL22697
6 | FT-1706 |  | D-175 | VXW025-L1CA1-140-211AHC-0 |  | Oval Corporation | 39100000 |  | IBD | 45 | 3 | 1980 kg/h | kg/h | Vortex | 150RF | 0 | 5 | t/h |  |  |  |  | MTL22695
RWWT
1 | FQ-001 | Raw water | P-001 | LZS-65 |  | Plastic tube |  |  | water |  |  |  |  | Rotameter | 2" Thread | 0 | 40 | m3/h
2 | FI-001 |  |  |  |  | Flow |  |  | water | [5 empty] | 2" 150RF
TFM
1 | FQI-9905B | Air flow to TFM | [13 empty] | 0 | 1000 | Nm/H
Demin Water
1 | FI-9381-1 | Raw water pump feed (Activated carbon filterinlet) Flow |  |  |  | Goemaa Ltd (ASV) |  |  | RAW | 33 | 4 | max 35.3 | m3/h | Rotameter | 150 | 10 | 50 | m3/h |  |  |  |  | 90014107 |  | 2024-11-09
2 | FI-9381-2 | Dilution water for cation exchanger |  |  |  | Goemaa Ltd (ASV) |  |  | DMW | 33 | 2.8 | max 28.2 | m3/h | Rotameter | 150 | 10 | 50 | m3/h |  |  |  |  | 90014107
3 | FI-9381-3 | Degasified water pump feed ( annion exchanger inlet) flow |  |  |  | Goemaa Ltd (ASV) |  |  | DMW | 33 | 5.2 | 20.5 | m3/h | Rotameter | 150 | 10 | 50 | m3/h |  |  |  |  | 90014107
4 | FI-9381-4 | Mixed bed polisher mixing air feed flow | [6 empty] | AIR | 40 | 0.45 | 78 | m3/h | Rotameter | 150 | 14 | 125 | m3/h |  |  |  |  | 90014110
5 | FI-9381-5 | H2SO4 dillution water for cation exchanger | [6 empty] | DMW | 33 | 2.8 | max 9.99 | m3/h | Rotameter | 150 | 2.5 | 25 | m3/h
6 | FI-9381-6 | H2SO4 dillution water for mixed bed polisher | [6 empty] | DMW | 33 | 2.8 | max 2.5 | m3/h | Rotameter | 150 | 0.6 | 6 | m3/h |  |  |  |  | 90014109
7 | FI-9381-7 | NaOH dillution water for anion exchanger | [6 empty] | DMW | 40 | 2.8 | max 22 | m3/h | Rotameter | 150 | 2.5 | 25 | m3/h |  |  |  |  | 90014108
8 | FI-9381-8 | NaOH dillution water for mixed bed polisher | [6 empty] | DMW | 40 | 2.8 | max 2.22 | m3/h | Rotameter | 150 | 0.6 | 6 | m3/h |  |  |  |  | 90014109
| FIQA-9302 | Product demin water (mixed bed polisher outlet) flow
UJ= UNION JOINT
Total Equipment |  |  | 383 |  |  |  |  | 312
Menu

## 2
Equipment List of Control Valve
C : Critical; S : Safety; E : Environment
NO | TAG NO. | SERVICE | LOCATION | Model | S/N | MFG | Item code | Price (IDR) | P&ID | FLUID | TEMP. | PRESS. | FLOW |  |  | DENSITY | MW | SIZING | SHUT | PIPING |  | BODY |  |  | Intalled | FAILURE | PIC | Category |  | COMPLEX GRADE | Spare Part | IK/ SOP | PM | Man Power | Remark | Plant unit | Update Eams
[10 empty] | NAME | Normal (oC) | Normal (Kg/cm2G) | MAX. | NORM. | UNIT | (Kg/m3) |  | rP (Kg/cm2) | rP (Kg/cm2) | CLASS | SIZE (B) | TYPE | SIZE (B) | RATING (ANSI) | Date | POSITION |  | Score | Grade
1 | AV-8102A | SHY TO TK 818 | WWT | AGVB |  | Azbil | MTL23217 | 40920000 | P205-50100 | 48% NaOH | 20 | 5.4 | 5 | 0 | L/H | 1500 | - | 5 | 8 | AG1A | 0.5 | GLOBE | 0.5 | 150 RF |  | CLOSE | [9 empty] | 81 | OK
2 | AV-8102B | SA TO TK 818 | WWT | 520T | V26C45-251 | Koso |  |  | P205-50100 | 98% H2SO4 | 20 | 3.6 | 15 | 12 | L/H | 1840 | - | 2.5 | 5 | AG1A | 0.5 | GLOBE | 0.5 | 150 RF | 2024-07-22 | CLOSE | [9 empty] | 81 | OK
3 | FV-0101 | NATURAL GAS FROM R-011 | E-017 | 501G | V26C45-001 | Koso |  |  |  | NG | 360 | 15.8 | 8500 | 6565 | Nm3/H | 6 | 19.2 | 1.5 | 21 | BG3A | 6 | GLOBE | 4 | 300 RF |  | CLOSE |  | 125 | C, S, E | *** | Klik |  |  |  |  | 1 | OK
4 | FV-0104 | NATURAL GAS FROM R-011 | E-017 | 501T | V26C45-002 | Koso |  |  |  | NG | 360 | 15.8 | 2600 | 2000 | Nm3/H | 6 | 19.2 | 1.5 | 21 | BG3A | 3 | GLOBE | 2 | 300 RF |  | CLOSE |  | 125 | C, S, E | *** | Klik |  |  |  |  | 1 | OK
5 | FV-0105 | MP STEAM TO E-011 | E-016 | 501G | V26C45-003 | Koso |  |  |  | MP STEAM | 205 | 16.2 | 14000 | 10820 | Kg/H | 8.5 | 18.02 | 2.3 | 18.5 | BG4A | 8 | GLOBE | 6 | 300 RF |  | CLOSE |  | 125 | C, S, E | *** | Klik |  |  |  |  | 1 | OK
6 | FV-0107 | MP STEAM TO E-011 | E-016 | 501G | V26C45-004 | Koso |  |  |  | MP STEAM | 205 | 16.2 | 6000 | 5000 | Kg/H | 8.5 | 18.02 | 2.3 | 18.5 | BG4A | 4 | GLOBE | 3 | 300 RF |  | OPEN |  | 5 | C, S, E | * | [5 empty] | 1 | OK
7 | FV-0108 | C02 FROM C-012. | E-017 | 501T | V26C45-005 | Koso |  |  |  | CO2 | 136 | 14.5 | 2200 | 1696 | Nm3/H | 20.8 | 43.61 | 0.6 | 18 | BS1A | 3 | GLOBE | 3 | 300 RF |  | CLOSE |  | 125 | C, S, E | *** | Klik |  |  |  |  | 1 | OK
8 | FV-0110 | H2 RECYCLE FROM C-011 | E-016 | 501T | V26C45-006 | Koso |  |  | P205-01500 | H2 | 42 | 42 | 220 | 168 | Nm3/H | 3.2 | 2.03 | 24.3 | 46.5 | DG3A | 1.5 | GLOBE | 1 | 600 RF |  | CLOSE |  | 125 | C, S, E | *** | Klik |  |  |  |  | 1 | OK
9 | FV-0113 | OFF-GAS OCTANOL UNIT | E-016 | 501D | V26C45-007 | Koso |  |  |  | OFF GAS | 20 | 2 | 2000 | 1562 | Nm3/H | 2.47 | 20.13 | 1.8 | 3.8 | AG1C | 6 | GLOBE | 4 | 150 RF |  | CLOSE |  | 125 | C, S, E | *** | Klik |  |  |  |  | 1 | OK
10 | FV-0115 | OFF-GAS OCTANOL UNIT | E-017 | 501D | V26C45-008 | Koso |  |  |  | FUEL NG | 15.6 | 3 | 3600 | 835 | Nm3/H | 3.27 | 19.65 | 2.8 | 5.3 | AG1C | 6 | GLOBE | 4 | 150 RF |  | CLOSE |  | 125 | C, S, E | *** | Klik |  |  |  |  | 1 | OK
11 | FV-0117 | BFW TO E-011 | E-017 | 501G | V26C45-009 | Koso |  |  |  | BFW | 133 | 24 | 49951 | - | Kg/H | 933 | - | 4.5 | 29 | BG4A | 4 | GLOBE | 3 | 300 RF |  | LOCK (CLOSE) | [9 empty] | 1 | OK
12 | FV-0119 | START H2 FROM C-013 | E-016 | 501T | V26C45-010 | Koso |  |  | P205-02100 | H2 | 42 | 23.9 | 300 | 233 | Nm3/H | 8.4 | 9.14 | 6.2 | 26.5 | BG3A | 1.5 | GLOBE | 1 | 300 RF |  | CLOSE |  | 125 | C, S, E | *** | Klik |  |  |  |  | 1 | OK
13 | FV-0201 | LP STEAM TO E-021 | Syn gas Lt2 | 710E | V26C45-011 | Koso |  |  | P205-02300 | LP STEAM | 155 | 4.3 | 7800 | 5432 | Kg/H | 2.5 | 18.02 | 0.3 | 6 | AG1B | 10 | ROTARY | 6 | 150 RF |  | CLOSE |  | 125 | C, S, E | *** | Klik |  |  |  |  | 2 | OK
14 | FV-0202 | MP STEAM TO E -025 | E-025 | 501T | V26C45-012 | Koso |  |  | M354-00160 | MP STEAM | 204 | 15.5 | 450 | 348 | Kg/H | 7.84 | 18.02 | 3 | 18.5 | BG4A | 2 | GLOBE | 1 | 300 RF |  | CLOSE |  | 125 | C, S, E | *** | Klik |  |  |  |  | 2 | OK
15 | FV-0204 | MEA SOLUTION TO T-021 | P-021A | 501G | V26C45-013 | Koso |  |  | P205-02200 | MEA SOLUTION | 80 | 13.5 | 72000 | 55837 | Kg/H | 1000 | - | 1.5 | 19 | BG3A | 4 | GLOBE | 3 | 300 RF |  | LOCK (OPEN) | [9 empty] | 2 | OK
16 | FV-0325 | PSA OFF GAS | TK-811 | 710E | V26C45-254 | Koso |  |  |  | FGS | 40 | 0.3 | - | 2350 | Nm3/H | - | 6.11 | 0.03 | 4 | AG1C | 6 | ROTARY | 6 | 150 RF |  | CLOSE |  | 125 | C, S, E | *** | Klik |  |  |  |  | 3 | OK
17 | PV-0611 | Main Air damper CO2 plant | Syn gas |  |  | Samkwang
18 | PV-0612 | Air damper CO2 Gas | Syn gas |  |  | Samkwang
19 | FV-1001 | TOL to D-102 | Lt1 P-102 | E0105 |  | KTM |  |  | P205-60200 | TOL | 40 | 2.7 | 7.26 | 6.06 | m3/H | 843 | - | 0 | 3 | AS1A | 1.5 | BALL | 1.5 | 150 RF |  | CLOSE | [9 empty] | 10
20 | FV-1004 | GHY TO T-120 | Lt2 D-231 | 501T | V26C45-034 | Koso |  |  | P205-02500 | GHY | 45 | 41.6 | - | 550 | Nm3/H | 3.09 | 2.08 | 19.6 | 42 | DG3A | 1 | GLOBE | 1 | 600 RF |  | CLOSE | [9 empty] | 10 | OK
21 | FV-1006 | GHY TO R0102 | Lt2 E-102 | 520T | V26C45-035 | Koso |  |  | M354-00160 | GHY | 45 | 41.6 | 100 | 13.4 | Nm3/H | 3.09 | 2.08 | 19.6 | 42 | DG3A | 3/4 | GLOBE | 3/4 | 600 RF |  | CLOSE | [9 empty] | 10 | OK
22 | FV-1101 | PPY TO R-110 | Lt2 E-101 | 501G | V26C45-036 | Koso |  |  |  | PPY | 52 | 20.8 | - | 11.86 | Kg/H | 47.6 | 42.2 | 3.3 | 21 | BG3A | 5 | GLOBE | 3 | 300 RF |  | CLOSE | [9 empty] | 11 | OK
23 | FV-1102 | C-112 MIN.FLOW | Lt1 C-112 | 501T | V26C45-037 | Koso |  |  | P205-10200 | OXO GAS | 55 | 19.2 | 3001 | 0 | Nm3/H | 29.8 | 32 | 1.7 | 19.2 | BS1A | 4 | GLOBE | 2 | 300 RF |  | OPEN | [9 empty] | 11 | OK
24 | FV-1103 | R-110 RECYCLE GAS | Lt1 P-255 | 501G | V26C45-038 | Koso |  |  | M354-00162 | OXO GAS | 55 | 19 | - | 3001 | Nm3/H | 29.8 | 32 | 0.3 | 19.2 | BS1A | 4 | GLOBE | 3 | 300 RF |  | CLOSE | [9 empty] | 11 | OK
25 | FV-1104 | RECYCLE CAT TO R-110 | Lt2 D-101 | 501G | V26C45-039 | Koso |  |  | M354-00160 | CAT | 50 | 18.2 | - | 61500 | Kg/H | 948 | - | 0.59 | 19.7 | BS1A | 4 | GLOBE | 4 | 300 RF |  | CLOSE | [9 empty] | 11 | OK
26 | FV-1106 | R-110 IN HWS | Lt2 D-255 | 710E | V26C45-040 | Koso |  |  | M354-00160 | HWS | 50 | 6.5 | - | 289200 | Kg/H | 988 | - | 0.52 | 5.9 | AG1B | 8 | ROTARY | 8 | 150 RF |  | OPEN | [9 empty] | 11 | OK
27 | FV-1107 | R-110 RECYCLE GAS PURGE | Lt3 E-166 | 501G | V26C45-041 | Koso |  |  | P206-91100 | OXO GAS | 40 | 17.5 | 5000 | 0 | Nm3/H | 25 | 32 | 17.3 | 17.5 | BS1A | 3 | GLOBE | 4 | 300 RF |  | CLOSE | [9 empty] | 11 | OK
28 | FV-1109 | R-110 OUT NBD | Lt1 T-160 | 710E | V26C45-042 | Koso |  |  | P205-10200 | NBD | 91 | 2.3 | - | 375654 | Kg/H | 703 | - | 0.84 | 4.66 | AS1A | 14 | ROTARY | 10 | 150 RF |  | OPEN | [9 empty] | 11 | OK
29 | FV-1201 | T-120 FEED | Lt3 E-121 | 501T | V26C45-043 | Koso |  |  | P205-10400 | OXO LIQ | 100 | 22 | - | 93.454 | Kg/H | 777 | - | 0.55 | 5.2 | BS1A | 5 | GLOBE | 5 | 300 RF |  | CLOSE | [9 empty] | 12 | OK
30 | FV-1202 | PPY TO T-120 | Lt2 E-101 | 520T | V26C45-044 | Koso |  |  | P205-10100 | PPY | 52 | 20.8 | 18.6 | 9.3 | Kg/H | 47.6 | 42.2 | 1.8 | 21 | BG3A | 3/4 | GLOBE | 3/4 | 300 RF |  | CLOSE | [9 empty] | 12 | OK
31 | FV-1301 | S-115 OUT TO R-130 | Lt4 S-115 | 501T | V26C45-045 | Koso |  |  | P205-10100 | OXO GAS | 40 | 17.3 | - | 1268 | Nm3/H | 25 | 32 | 0.2 | 17.5 | BS1A | 2.5 | GLOBE | 2.5 | 300 RF |  | CLOSE | [9 empty] | 13 | OK
32 | FV-1302 | GOX TO R-130 | Lt2 T-250 | 501T | V26C45-046 | Koso |  |  | P205-10100 | GOX | 40 | 21.6 | 1300 | 672 | Nm3/H | 12.9 | 15.1 | 4.6 | 22 | BG3A | 1.5 | GLOBE | 1.5 | 300 RF |  | CLOSE | [9 empty] | 13 | OK
33 | FV-1303 | RECYCLE CAT TO R-130 | Lt2 D-231 | 501T | V26C45-047 | Koso |  |  | P205-10400 | CAT | 129 | 19.8 | 16000 | 8000 | Kg/H | 879 | - | 2.8 | 20.8 | BS1A | 1.5 | GLOBE | 1.5 | 300 RF |  | CLOSE | [9 empty] | 13 | OK
34 | FV-1304 | HWS TO R-130#1 | Lt2 T-250 | 551T | V26C45-048 | Koso |  |  | P205-10100 | HWS | 68 | 7.3 | - | 20200 | Kg/H | 979 | - | 2.21 | 8.17 | AG1B | 2.5 | GLOBE | 2 | 150 RF |  | OPEN | [9 empty] | 13 | OK
35 | FV-1305 | HWS TO R -130 #2 | Lt2 D-255 | 551T | V26C45-049 | Koso |  |  | P205-10100 | HWS | 68 | 7.3 | - | 12400 | Kg/H | 979 | - | 2.21 | 8.17 | AG1B | 2.5 | GLOBE | 2 | 150 RF |  | OPEN | [9 empty] | 13 | OK
36 | FV-1306 | HWS TO R-130#3 | Lt2 D-255 | 551T | V26C45-050 | Koso |  |  | P205-10200 | HWS | 68 | 7.3 | - | 15800 | Kg/H | 979 | - | 2.21 | 8.17 | AG1B | 2.5 | GLOBE | 2 | 150 RF |  | OPEN | [9 empty] | 13 | OK
37 | FV-1307 | HWS TO R-130#5 | Lt2 D-255 | 551T | V26C45-051 | Koso |  |  | P205-10100 | HWS | 68 | 7.3 | - | 11900 | Kg/H | 979 | - | 2.21 | 8.17 | AG1B | 2.5 | GLOBE | 2 | 150 RF |  | OPEN | [9 empty] | 13 | OK
38 | FV-1309 | D-135 TOD-122 | Lt1 D-122 | 501T | V26C45-052 | Koso |  |  | P205-10300 | OXO LIQ | 61 | 14.8 | 19448 | 9724 | Kg/H | 868 | - | 9.8 | 15 | BS1A | 2 | GLOBE | 1.5 | 300 RF |  | CLOSE | [9 empty] | 13 | OK
39 | FV-1401 | T140 FEED | Lt3 S-125 | 501T | V26C45-053 | Koso |  |  | P205-10200 | OXO LIQ | 96 | 3.8 | - | 89019 | Kg/H | 860 | - | 3.7 | 4.5 | AS1A | 6 | GLOBE | 4 | 150 RF |  | CLOSE | [9 empty] | 14 | OK
40 | FV-1402 | T-140 REFLUX | Lt3 E-148 | 551T | V26C45-054 | Koso |  |  | P205-10200 | OXO LIQ | 40 | 2.9 | - | 24996 | Kg/H | 755 | - | 0.55 | 3.21 | AS1A | 2.5 | GLOBE | 2.5 | 150 RF |  | CLOSE | [9 empty] | 14 | OK
41 | FV-1403 | E-142 MPS | Lt1 T-140 | 501G | V26C45-055 | Koso |  |  | P205-10400 | MPS | 204 | 15.5 | - | 12593 | Kg/H | 7.67 | 18.02 | 0.5 | 18 | BG4A | 8 | GLOBE | 6 | 300 RF |  | CLOSE | [9 empty] | 14 | OK
42 | FV-1405A | P-142 A MIN FLOW | Lt1 T-140 | 501T | V26C45-056 | Koso |  |  | P205-10200 | TOL, TPP | 129 | 21.8 | 44.6 | 0 | m3/H | 879 | - | 21.2 | 21.9 | BS1A | 2 | GLOBE | 2 | 300 RF |  | OPEN | [9 empty] | 14 | OK
43 | FV-1405B | P-142B MIN FLOW | Lt1 D-122 | 501T | V26C45-057 | Koso |  |  | P205-10200 | TOL, TPP | 129 | 21.8 | 44.6 | 0 | m3/H | 879 | - | 21.2 | 21.9 | BS1A | 2 | GLOBE | 2 | 300 RF |  | OPEN | [9 empty] | 14 | OK
44 | FV-1405C | P-142C MIN FLOW | Lt1 | HTS |  | Azbil | MTL23052 | 71280000 | P205-10500 | TOL, TPP | 129 | 21.8 | 44.6 | 0 | m3/H | 879 | - | 21.2 | 21.9 | BS1A | 2 | GLOBE | 2 | 300 RF |  | OPEN
45 | FV-1406 | TOL TO T-140 | Lt2 D-145 | 551T | V26C45-058 | Koso |  |  | P205-10200 | TOL | 40 | 2.66 | 5000 | 420 | Kg/H | 843 | - | 0.57 | 2 | AS1A | 1.5 | GLOBE | 1.5 | 150 RF |  | CLOSE | [9 empty] | 14 | OK
46 | FV-1407 | CAT TO T-140 | Lt3 S-125 | 551T | V26C45-059 | Koso |  |  | P205-10200 | TOL, TPP | 50 | 2.5 | 28440 | 0 | Kg/H | 948 | - | 0.53 | 2.67 | AS1A | 2.5 | GLOBE | 2.5 | 150 RF |  | CLOSE | [9 empty] | 14 | OK
47 | FV-1601 | T-160 FEED | Lt2 E-161 | 551T | V26C45-060 | Koso |  |  | P205-10400 | NBD, IBD | 40 | 2.8 | - | 19229 | Kg/H | 755 | - | 0.52 | 3.58 | AS1A | 2.5 | GLOBE | 2.5 | 150 RF |  | CLOSE | [9 empty] | 16 | OK
48 | FV-1602 | T-160 REFLUX | Lt3 E-166 | 501T | V26C45-061 | Koso |  |  | P205-10400 | IBD | 50 | 4.75 | - | 44730 | Kg/H | 753 | - | 0.54 | 5.42 | AS1A | 4 | GLOBE | 4 | 150 RF |  | CLOSE | [9 empty] | 16 | OK
49 | FV-1603 | E-162 LPS | Lt2 E-161 | 501D | V26C45-062 | Koso |  |  | P205-10400 | LPS | 155 | 4.3 | 11456 | 1035 | Kg/H | 2.42 | 18.02 | 2.3 | 6 | AG1B | 10 | GLOBE | 8 | 150 RF |  | CLOSE | [9 empty] | 16 | OK
50 | FV-1604 | D-165 TO TK-162 | Lt2 E-161 | 551T | V26C45-063 | Koso |  |  | P205-10400 | IBD | 50 | 5.53 | - | 1789 | Kg/H | 753 | - | 3.11 | 5.79 | AS1A | 1 | GLOBE | 1 | 150 RF |  | CLOSE | [9 empty] | 16 | OK
51 | FV-1605 | T-160 TO TK-161 | Lt2 D-101 | 551T | V26C45-064 | Koso |  |  | P205-10200 | NBD | 40 | 2.75 | - | 16941 | Kg/H | 759 | - | 1.02 | 4.88 | AS1A | 2 | GLOBE | 2 | 150 RF |  | CLOSE | [9 empty] | 16 | OK
52 | FV-2101 | T-210 FEED | Lt2 E-141 | 501T | V26C45-065 | Koso |  |  | P205-10200 | TOL, TPP | 129 | 19.5 | 2662 | 1331 | Kg/H | 879 | - | 20.1 | 22.3 | BS1A | 1 | GLOBE | 1 | 300 RF |  | CLOSE | [9 empty] | 21 | OK
53 | FV-2102 | T-210 REFLUX | Lt3 E-216 | 551T | V26C45-066 | Koso |  |  | P205-10300 | TOL | 40 | 1.3 | 550 | 275 | Kg/H | 842 | - | 1.49 | 2.67 | AS1B | 3/4 | GLOBE | 3/4 | 150 RF |  | CLOSE | [9 empty] | 21 | OK
54 | FV-2103 | E-212 MPS | Lt2 E-212 | AGVM |  | Azbil | INS00381 |  | M354-00162 | MPS | 204 | 15.5 | 288 | 144 | Kg/H | 7.67 | 18.02 | 0.5 | 18 | BG4A | 1.5 | GLOBE | 1 | 300 RF | 2007-08-15 | CLOSE | [9 empty] | 21 | OK
55 | FV-2105 | TK-251 TO T-210 | Lt2 E-141 | 551T | V26C45-068 | Koso |  |  | P205-10300 | Rh CAT | 40 | -0.45 | 1478 | 0 | Kg/H | 985 | - | 0.53 | 1.43 | AS1A | 1 | GLOBE | 1 | 150 RF |  | CLOSE | [9 empty] | 21 | OK
56 | FV-2201 | T-220 REFLUX | Lt2 E-222 | 551T | V26C45-069 | Koso |  |  | P205-10300 | 2HA | 40 | 1.54 | 554 | 277 | Kg/H | 861 | - | 2.45 | 2.86 | AS1B | 3/4 | GLOBE | 3/4 | 150 RF |  | CLOSE | [9 empty] | 22 | OK
57 | FV-2202 | LPS TO T-220 | Lt2 D-225 | 501D | V26C45-070 | Koso |  |  | P205-10500 | LPS | 155 | 4.3 | 940 | 470 | Kg/H | 2.42 | 18.02 | 4.3 | 6 | AS1A | 3 | GLOBE | 3 | 150 RF |  | CLOSE | [9 empty] | 22 | OK
58 | FV-2203 | E-222 MPS | Lt2 E-222 | 501T | V26C45-071 | Koso |  |  |  | MPS | 204 | 15.5 | 208 | 104 | Kg/H | 7.67 | 18.02 | 0.5 | 18 | BG4A | 1.5 | GLOBE | 1 | 300 RF |  | CLOSE | [9 empty] | 22 | OK
59 | FV-2302 | D-232 LPC | Lt1 P-145A/B | 520T | V26C45-072 | Koso |  |  | P205-10500 | LPC | 40 | 3.8 | 10 | 2 | Kg/H | 979 | - | 3.54 | 4 | AS1A | 3/4 | GLOBE | 3/4 | 150 RF |  | CLOSE | [9 empty] | 23 | OK
60 | FV-2401 | D-243 TO T-140 | Lt2 F-240 | 551T | V26C45-073 | Koso |  |  | P205-10500 | TOL | 40 | 0.61 | 268 | 134 | Kg/H | 858 | - | 0.54 | 0.9 | AS1A | 3/4 | GLOBE | 3/4 | 150 RF |  | CLOSE | [9 empty] | 24 | OK
61 | FV-2501 | D-242 TO T-250 | Lt2 F-240 | 551T | V26C45-074 | Koso |  |  | P205-10500 | Rh CAT | 20 | 0.51 | 94.4 | 47.2 | Kg/H | 916 | - | 0.5 | 0.73 | AS1A | 3/4 | GLOBE | 3/4 | 150 RF |  | CLOSE | [9 empty] | 25 | OK
62 | FV-2502 | T-250 REFLUX | Lt3 A-230 | 520T | V26C45-075 | Koso |  |  |  | IPA, H2O | 40 | 0.89 | 39.8 | 19.9 | Kg/H | 839 | - | 0.8 | 2.2 | AS1A | 3/4 | GLOBE | 3/4 | 150 RF |  | CLOSE | [9 empty] | 25 | OK
63 | FV-2503 | E-252 MPS | Lt2 E-252 | 501T | V26C45-076 | Koso |  |  | P205-70100 | MPS | 204 | 15.5 | 82 | 41 | Kg/H | 7.67 | 18.02 | 0.5 | 18 | BG4A | 1.5 | GLOBE | 1 | 300 RF |  | CLOSE | [9 empty] | 25 | OK
64 | FV-2504 | D-255 TO E-961 |  | 520T | V26C45-077 | Koso |  |  | P205-10600 | IPA, H2O | 40 | 1.04 | 4 | 2 | Kg/H | 839 | - | 0.57 | 1.24 | AS1A | 3/4 | GLOBE | 3/4 | 150 RF |  | CLOSE | [9 empty] | 25 | OK
65 | FV-2505 | D-255 TO D-232 | Lt2 D-255 | 551T | V26C45-078 | Koso |  |  | P205-10600 | IPA, H2O | 40 | 1.56 | 75.6 | 37.8 | Kg/H | 839 | - | 1.37 | 1.78 | AS1A | 3/4 | GLOBE | 3/4 | 150 RF |  | CLOSE | [9 empty] | 25 | OK
66 | FV-2506 | T-250 TO TK-251 | Lt2 E-252 | 520T | V26C45-079 | Koso |  |  | P205-10600 | Rh CAT | 148 | 1.54 | 14.8 | 7.4 | Kg/H | 996 | - | 1.5 | 3.2 | AS1A | 3/4 | GLOBE | 3/4 | 150 RF |  | CLOSE | [9 empty] | 25 | OK
67 | FV-3101 | R-310 FEED | Lt3 R-310 | 551T | V26C45-080 | Koso |  |  |  | NBD | 40 | 3.13 | - | 14454 | Kg/H | 759 | - | 3.06 | 3.62 | AS1A | 2.5 | GLOBE | 2 | 150 RF |  | CLOSE | [9 empty] | 31 | OK
68 | FV-3102 | SHY TO R-310 | Lt3 E-325 | 551T | V26C45-081 | Koso |  |  |  | 48% NaOH | 20 | 5.4 | - | 65.5 | Kg/H | 1500 | - | 0.5 | 5.4 | AS1A | 3/4 | GLOBE | 3/4 | 150 RF |  | CLOSE | [9 empty] | 31 | OK
69 | FV-3103 | E-313 OUT | Lt3 R-310 | 551T | V26C45-082 | Koso |  |  | P205-10700 | H2O, NaOH | 49 | 2.3 | - | 17321 | Kg/H | 981 | - | 0.74 | 2.37 | AS1A | 3 | GLOBE | 3 | 150 RF |  | OPEN | [9 empty] | 31 | OK
70 | FV-3201 | T-320 FEED | Lt2 E-322 | 551T | V26C45-083 | Koso |  |  | P205-10700 | EPA | 95 | 0.22 | - | 12916 | Kg/H | 798 | - | 0.57 | 1.71 | AS1B | 2 | GLOBE | 2 | 150 RF |  | CLOSE | [9 empty] | 32 | OK
71 | FV-3202 | T320 REFLUX | Lt2 D-425 | 551T | V26C45-084 | Koso |  |  | P205-70100 | EPA | 40 | 3.94 | - | 2485 | Kg/H | 840 | - | 4.9 | 5.16 | AS1B | 1.5 | GLOBE | 1 | 150 RF |  | CLOSE | [9 empty] | 32 | OK
72 | FV-3203 | E-322 MPS | Lt2 E-322 | 501G | V26C45-085 | Koso |  |  | P205-70100 | MPS | 204 | 15.5 | - | 3196 | Kg/H | 7.67 | 18.02 | 0.5 | 18 | BG4A | 5 | GLOBE | 4 | 300 RF |  | CLOSE | [9 empty] | 32 | OK
73 | FV-3205 | T-320 TO E-961 | Lt2 D-325 | 551T | V26C45-086 | Koso |  |  | P205-20100 | EPAHB, EPA | 159 | 1.59 | - | 360 | Kg/H | 836 | - | 0.55 | 1.94 | AS1A | 3/4 | GLOBE | 3/4 | 150 RF |  | CLOSE | [9 empty] | 32 | OK
74 | FV-4101 | D-411 FEED | Lt2 D-411 | 551T | V26C45-087 | Koso |  |  | P205-20100 | EPA | 40 | 4.65 | - | 12427 | Kg/H | 840 | - | 1.03 | 4.52 | AS1A | 3 | GLOBE | 2 | 150 RF |  | CLOSE | [9 empty] | 41 | OK
75 | FV-4103 | E-413 TO D-411 | Lt2 D-411 | 501T | V26C45-088 | Koso |  |  | P205-70200 | 2EH, 2EHHB | 62 | 3.3 | - | 31664 | Kg/H | 790 | - | 0.3 | 4.5 | AS1A | 5 | GLOBE | 4 | 150 RF |  | CLOSE | [9 empty] | 41 | OK
76 | FV-4105A | P-411A MIN FLOW | Lt1 R-410 | 501T | V26C45-089 | Koso |  |  | P205-20200 | 2EH, EPA | 56 | 44.7 | 34.2 | 0 | m3/H | 802 | - | 41.6 | 45.1 | DS1A | 2 | GLOBE | 2 | 600 RF |  | OPEN | [9 empty] | 41 | OK
77 | FV-4105B | P-411B MIN FLOW | Lt1 R-410 | 501T | V26C45-090 | Koso |  |  | P205-20200 | 2EH, EPA | 56 | 44.7 | 34.2 | 0 | m3/H | 802 | - | 41.6 | 45.1 | DS1A | 2 | GLOBE | 2 | 600 RF |  | OPEN | [9 empty] | 41 | OK
78 | FV-4106 | R-410 FEED | Lt2 D-411 | 501G | V26C45-091 | Koso |  |  | P205-20200 | 2EH, EPA | 56 | 42.9 | - | 62122 | KG/H | 802 | - | 0.51 | 43.5 | DS1A | 4 | GLOBE | 4 | 600 RF |  | CLOSE | [9 empty] | 41 | OK
79 | FV-4110 | R-410 #2 FEED GH | Lt4 E-315 | 501G | V26C45-092 | Koso |  |  | P205-20300 | H2 | 41 | 40.1 | 46000 | 9900 | Nm3/H | 4.51 | 2.96 | 0.2 | 42 | DG3A | 8 | GLOBE | 8 | 600 RF |  | CLOSE | [9 empty] | 41 | OK
80 | FV-4111 | R-410 #3 FEED GH | Lt3 E-415 | 501G | V26C45-093 | Koso |  |  | P205-20300 | H2 | 41 | 40.1 | 20000 | 6600 | Nm3/H | 4.51 | 2.96 | 0.3 | 42 | DG3A | 6 | GLOBE | 4 | 600 RF |  | CLOSE | [9 empty] | 41 | OK
81 | FV-4112 | R-410 #4 FEED GH | Lt3 E-434 | 501G | V26C45-094 | Koso |  |  | P205-20300 | H2 | 41 | 40.1 | 10000 | 3300 | Nm3/H | 4.51 | 2.96 | 0.4 | 42 | DG3A | 4 | GLOBE | 3 | 600 RF |  | CLOSE | [9 empty] | 41 | OK
82 | FV-4201 | T-420 FEED | Lt3 E-415 | 551T | V26C45-095 | Koso |  |  | P205-20300 | 2EH | 124 | 4 | - | 30851 | Kg/H | 733 | - | 3.2 | 3.92 | AS1B | 4 | GLOBE | 4 | 150 RF |  | CLOSE | [9 empty] | 42 | OK
83 | FV-4202 | T-420 REFLUX | Lt3 E-416 | 551T | V26C45-096 | Koso |  |  | P205-20300 | 2EH, NBA | 40 | -0.26 | - | 3164 | Kg/H | 829 | - | 0.54 | 0.94 | AS1B | 1.5 | GLOBE | 1 | 150 RF |  | CLOSE | [9 empty] | 42 | OK
84 | FV-4203 | E-422 MPS | Lt1 T-420 | 501G | V26C45-097 | Koso |  |  | P205-20300 | MPS | 204 | 15.5 | - | 2129 | Kg/H | 7.67 | 18.02 | 0.5 | 18 | BG4A | 4 | GLOBE | 3 | 300 RF |  | CLOSE | [9 empty] | 42 | OK
85 | FV-4301 | T-430 FEED | Lt2 D-445 | ACP |  | Azbil | MTL21546 |  | M354-00162 | 2EH, 2EHHB | 139 | 0.66 | - | 29856 | kg/H | 718 | - | 1.54 | 2.07 | AS1B | 3 | GLOBE | 3 | 150 RF | 2010-12-03 | CLOSE | [9 empty] | 43 | OK
86 | FV-4302 | T-430 REFLUX | Lt3 E-434 | 551T | V26C45-099 | Koso |  |  | P205-20300 | 2EH | 100 | 3.54 | - | 6250 | Kg/H | 757 | - | 4.27 | 4.62 | AS1B | 2 | GLOBE | 2 | 150 RF |  | CLOSE | [9 empty] | 43 | OK
87 | FV-4303 | E-432 MPS | Lt1 T-430 | 501G | V26C45-100 | Koso |  |  | P205-20300 | MPS | 204 | 15.5 | - | 4034 | Kg/H | 7.67 | 18.02 | 0.5 | 18 | BG4A | 5 | GLOBE | 4 | 300 RF |  | CLOSE | [9 empty] | 43 | OK
88 | FV-4304 | E-437 OUT | Lt2 E-513 | 551T | V26C45-101 | Koso |  |  | P205-20300 | 2EH | 40 | 3.09 | - | 12500 | Kg/H | 811 | - | 0.55 | 3.89 | AS1A | 3 | GLOBE | 3 | 150 RF |  | CLOSE | [9 empty] | 43 | OK
89 | FV-4305 | T-430 TO E E-414 | Lt2 D-435 | 551T | V26C45-102 | Koso |  |  | P205-20300 | 2EH, 2EHHB | 138 | 1.47 | - | 17355 | Kg/H | 718 | - | 0.51 | 1.72 | AS1A | 2.5 | GLOBE | 2.5 | 150 RF |  | CLOSE | [9 empty] | 43 | OK
90 | FV-4401 | T-440 FEED | Lt2 D-511 | 551T | V26C45-103 | Koso |  |  |  | 2EH, 2EHHB | 138 | 1.37 | 1.69 | 845 | Kg/H | 718 | - | 2.29 | 2.91 | AS1B | 1 | GLOBE | 1 | 150 RF |  | CLOSE | [9 empty] | 44 | OK
91 | FV-4402 | T-440 REFLUX | Lt3 E-455 | 551T | V26C45-104 | Koso |  |  | P205-70200 | 2EH | 40 | 1.82 | 1.172 | 781 | Kg/H | 810 | - | 1.86 | 2.19 | AS1B | 3/4 | GLOBE | 3/4 | 150 RF |  | CLOSE | [9 empty] | 44 | OK
92 | FV-4403 | E-442 MPS | Lt1 T-440 | AGVM |  | Azbil | INS00380 |  | M354-00162 | MPS | 204 | 15.5 | 593 | 395 | Kg/H | 7.67 | 18.02 | 0.5 | 18 | BG4A | 2 | GLOBE | 1.5 | 300 RF | 2007-08-15 | CLOSE | [9 empty] | 44 | OK
93 | FV-4404 | T-440 TO E-961 | Lt2 D-511 | 551T | V26C45-106 | Koso |  |  |  | 2EHHB | 170 | 1.57 | 95.7 | 63.8 | Kg/H | 774 | - | 0.5 | 1.78 | AS1A | 3/4 | GLOBE | 3/4 | 150 RF |  | CLOSE | [9 empty] | 44 | OK
94 | FV-4501 | T-450 FEED | Lt2 D-511 | 551T | V26C45-107 | Koso |  |  | P205-30100 | 2EH, NBA | 40 | 0.24 | 1808 | 904 | Kg/H | 829 | - | 1.09 | 1.75 | AS1B | 3/4 | GLOBE | 3/4 | 150 RF |  | CLOSE | [9 empty] | 45 | OK
95 | FV-4502 | T-450 REFLUX | Lt3 E-511 | 551T | V26C45-108 | Koso |  |  | P205-30100 | NBA | 40 | 1.57 | - | 744 | Kg/H | 850 | - | 1.43 | 2.74 | AS1B | 1 | GLOBE | 1 | 150 RF |  | CLOSE | [9 empty] | 45 | OK
96 | FV-4503 | E-452 MPS | Lt1 T-450 | 501T | V26C45-109 | Koso |  |  | P205-30100 | MPS | 204 | 15.5 | - | 553 | Kg/H | 7.67 | 18.02 | 0.5 | 18 | BG4A | 2.5 | GLOBE | 2 | 300 RF |  | CLOSE | [9 empty] | 45 | OK
97 | FV-4504 | D-455 TO E-961 | Lt2 D-455 | 551T | V26C45-110 | Koso |  |  | P205-30100 | NBA | 40 | 1.07 | 298 | 149 | Kg/H | 850 | - | 0.55 | 1.31 | AS1A | 3/4 | GLOBE | 3/4 | 150 RF |  | CLOSE | [9 empty] | 45 | OK
98 | FV-5101 | D-511 NBD FEED | Lt2 D-511 | 551T | V26C45-111 | Koso |  |  | P205-30100 | NBD | 40 | 3.54 | - | 2492 | Kg/H | 757 | - | 0.5 | 4 | AS1A | 1.5 | GLOBE | 1.5 | 150 RF |  | CLOSE | [9 empty] | 51 | OK
99 | FV-5103 | E-513 TO D-511 | Lt2 D-511 | 551T | V26C45-112 | Koso |  |  | P205-40100 | NBA, NBAHB | 40 | 3.1 | 12432 | 11967 | Kg/H | 799 | - | 0.3 | 4.5 | AS1A | 3 | GLOBE | 3 | 150 RF |  | CLOSE | [9 empty] | 51 | OK
100 | FV-5105A | P-511A MIN FLOW | Lt1 P-511A/B | 501T | V26C45-113 | Koso |  |  | P205-40100 | NBA, NBD | 39 | 43.6 | 23 | 0 | M3/H | 793 | - | 40.7 | 43.8 | DS1A | 1.5 | GLOBE | 1.5 | 600 RF |  | OPEN | [9 empty] | 51 | OK
101 | FV-5105B | P-511B MIN FLOW | Lt1 P-511A/B | 501T | V26C45-114 | Koso |  |  |  | NBA, NBD | 39 | 43.6 | 23 | 0 | M3/H | 793 | - | 40.7 | 43.8 | DS1A | 1.5 | GLOBE | 1.5 | 600 RF |  | OPEN | [9 empty] | 51 | OK
102 | FV-5106 | R-510 FEED | Lt2 E-513 | 501G | V26C45-115 | Koso |  |  |  | NBA, NBD | 39 | 43.3 | - | 14923 | Kg/H | 793 | - | 0.56 | 43.8 | DS1A | 3 | GLOBE | 2 | 600 RF |  | CLOSE | [9 empty] | 51 | OK
103 | FV-5201 | T-520 FEED | Lt3 E-516 | 551T | V26C45-116 | Koso |  |  |  | NBA | 106 | 4.3 | - | 3029 | Kg/H | 729 | - | 2.63 | 3.22 | AS1A | 1.5 | GLOBE | 1 | 150 RF |  | CLOSE | [9 empty] | 52 | OK
104 | FV-5202 | T-520 REFLUX | Lt3 E-511 | 551T | V26C45-117 | Koso |  |  |  | NBA | 40 | 0.69 | - | 2954 | Kg/H | 799 | - | 0.57 | 3.2 | AS1A | 1.5 | GLOBE | 1.5 | 150 RF |  | CLOSE | [9 empty] | 52 | OK
105 | FV-5203 | E-522 LPS | Lt1 T-520 | 551T | V26C45-118 | Koso |  |  |  | LPS | 155 | 4.3 | - | 1216 | Kg/H | 2.42 | 18.02 | 0.3 | 6 | AG1B | 4 | GLOBE | 3 | 150 RF |  | CLOSE | [9 empty] | 52 | OK
106 | FV-5301 | T-530 FEED | Lt2 D-545 | 551T | V26C45-119 | Koso |  |  |  | NBA | 120 | 0.68 | - | 2733 | Kg/H | 714 | - | 0.53 | 1.29 | AS1A | 1 | GLOBE | 1 | 150 RF |  | CLOSE | [9 empty] | 53 | OK
107 | FV-5302 | T-530 REFLUX | Lt3 E-515 | 551T | V26C45-120 | Koso |  |  | P205-50100 | NBA | 100 | 2.5 | - | 2500 | Kg/H | 737 | - | 2.12 | 5.4 | AS1A | 1 | GLOBE | 1 | 150 RF |  | CLOSE | [9 empty] | 53 | OK
108 | FV-5303 | E-532 LPS | Lt1 T-530 | 551T | V26C45-121 | Koso |  |  |  | LPS | 155 | 4.3 | - | 1389 | Kg/H | 2.42 | 18.02 | 0.3 | 6 | AG1B | 4 | GLOBE | 3 | 150 RF |  | CLOSE | [9 empty] | 53 | OK
109 | FV-5304 | PRODUCT NBA TO TY | Lt2 E-537 | 551T | V26C45-122 | Koso |  |  |  | NBA | 40 | 3.1 | - | 2500 | Kg/H | 799 | - | 0.55 | 3.94 | AS1A | 1.5 | GLOBE | 1 | 150 RF |  | CLOSE | [9 empty] | 53 | OK
110 | FV-5306 | T-530 TO E-514 | Lt2 D-525 | 551T | V26C45-123 | Koso |  |  |  | NBA,NBAHB | 120 | 2.56 | 2733 | 0 | Kg/H | 717 | - | 0.51 | 2.8 | AS1A | 1 | GLOBE | 1 | 150 RF |  | CLOSE | [9 empty] | 53 | OK
111 | FV-5401 | T-540 FEED | Lt2 E-537 | 551T | V26C45-124 | Koso |  |  |  | NBA,NBAHB | 120 | 2.12 | 466 | 233 | Kg/H | 717 | - | 2 | 2.37 | AS1A | 3/4 | GLOBE | 3/4 | 150 RF |  | CLOSE | [9 empty] | 54 | OK
112 | FV-5402 | T-540 REFLUX | Lt3 E-545 | 551T | V26C45-125 | Koso |  |  |  | NBA | 40 | 1.5 | 484 | 323 | Kg/H | 799 | - | 1.36 | 3.3 | AS1A | 3/4 | GLOBE | 3/4 | 150 RF |  | CLOSE | [9 empty] | 54 | OK
113 | FV-5403 | E-542 MPS | Lt1 T-620 | 501T | V26C45-126 | Koso |  |  |  | MPS | 204 | 15.5 | 288 | 192 | Kg/H | 7.67 | 18.02 | 0.5 | 18 | BG4A | 1.5 | GLOBE | 1 | 300 RF |  | CLOSE | [9 empty] | 54 | OK
114 | FV-5404 | T-540 TO E-961 | Lt2 D-525 | 520T | V26C45-127 | Koso |  |  | P205-70300 | NBAHB | 163 | 1.05 | 36 | 18 | Kg/H | 797 | - | 0.54 | 1.25 | AS1A | 3/4 | GLOBE | 3/4 | 150 RF |  | CLOSE | [9 empty] | 54 | OK
115 | FV-5501 | T-550 FEED | Lt2 E-614 | 551T | V26C45-128 | Koso |  |  |  | NBA | 40 | 1.9 | 592 | 296 | Kg/H | 799 | - | 1.79 | 3.2 | AS1A | 3/4 | GLOBE | 3/4 | 150 RF |  | CLOSE | [9 empty] | 55 | OK
116 | FV-5502 | T-550 REFLUX | Lt2 D-555 | 551T | V26C45-129 | Koso |  |  |  | NBA,NBD | 40 | 0.91 | - | 1237 | Kg/H | 802 | - | 0.52 | 1.87 | AS1A | 3/4 | GLOBE | 3/4 | 150 RF |  | CLOSE | [9 empty] | 55 | OK
117 | FV-5503 | E-552 LPS | Lt1 T-620 | 551T | V26C45-130 | Koso |  |  |  | LPS | 155 | 4.3 | - | 481 | Kg/H | 2.42 | 18.02 | 0.3 | 6 | AG1B | 2.5 | GLOBE | 2 | 150 RF |  | CLOSE | [9 empty] | 55 | OK
118 | FV-5504 | D-555 TO E-961 | Lt2 E-537 | 551T | V26C45-131 | Koso |  |  |  | NBA,NBD | 40 | 1.92 | 91.6 | 45.8 | Kg/H | 802 | - | 0.96 | 2.27 | AS1A | 3/4 | GLOBE | 3/4 | 150 RF |  | CLOSE | [9 empty] | 55 | OK
119 | FV-6101 | D-611 IBD FEED | Lt2 D-611 | 551T | V26C45-132 | Koso |  |  |  | IBD | 40 | 3.51 | - | 1789 | Kg/H | 765 | - | 0.54 | 3.79 | AS1A | 1.5 | GLOBE | 1 | 150 RF |  | CLOSE | [9 empty] | 61 | OK
120 | FV-6103A | P-611A MIN FLOW | Lt1 P-611A/B | 501T | V26C45-133 | Koso |  |  |  | IBA,IBD | 74 | 43.6 | 23 | 0 | M3/H | 752 | - | 40.5 | 43.5 | DS1A | 1.5 | GLOBE | 1.5 | 600 RF |  | OPEN | [9 empty] | 61 | OK
121 | FV-6103B | P-611B MIN FLOW | Lt1 P-625A/B | 501T | V26C45-134 | Koso |  |  | P205-40500 | IBA,IBD | 74 | 43.6 | 23 | 0 | M3/H | 752 | - | 40.5 | 43.5 | DS1A | 1.5 | GLOBE | 1.5 | 600 RF |  | OPEN | [9 empty] | 61 | OK
122 | FV-6105 | R-610 FEED | Lt2 E-613 | 501G | V26C45-135 | Koso |  |  | P205-40500 | IBA,IBD | 74 | 43.3 | - | 10851 | Kg/H | 752 | - | 0.53 | 43.8 | DS1A | 2.5 | GLOBE | 2 | 600 RF |  | OPEN | [9 empty] | 61 | OK
123 | FV-6201 | T-620 FEED | Lt3 E-555 | 551T | V26C45-136 | Koso |  |  | P205-40500 | IBA | 120 | 1.4 | - | 10811 | Kg/H | 702 | - | 0.39 | 2.8 | AS1A | 2.5 | GLOBE | 2.5 | 150 RF |  | CLOSE | [9 empty] | 62 | OK
124 | FV-6203 | T-620 REFLUX | Lt3 E-626 | 551T | V26C45-137 | Koso |  |  |  | IBA,NPA | 40 | 0.59 | - | 8961 | Kg/H | 818 | - | 0.55 | 1.2 | AS1A | 2 | GLOBE | 2 | 150 RF |  | CLOSE | [9 empty] | 62 | OK
125 | FV-6204 | T-622 LPS | Lt1 T-620 | 710E | V26C45-138 | Koso |  |  |  | LPS | 155 | 4.3 | - | 3491 | Kg/H | 2.42 | 18.02 | 0.3 | 6 | AG1B | 6 | ROTARY | 6 | 150 RF |  | CLOSE | [9 empty] | 62 | OK
126 | FV-6205 | D-625 TO E-961 | Lt2 D-625 | 551T | V26C45-139 | Koso |  |  |  | IBA | 40 | 2.4 | 200 | 100 | Kg/H | 818 | - | 1.82 | 2.62 | AS1A | 3/4 | GLOBE | 3/4 | 150 RF |  | CLOSE | [9 empty] | 62 | OK
127 | FV-6301 | T-630 FEED | Lt2 D-611 | 551T | V26C45-140 | Koso |  |  |  | IBA,IBAHB | 110 | 4.57 | 3500 | 2668 | Kg/H | 715 | - | 4.26 | 4.9 | AS1A | 1.5 | GLOBE | 1 | 150 RF |  | CLOSE | [9 empty] | 63 | OK
128 | FV-6302 | T-630 REFLUX | Lt3 E-635 | 551T | V26C45-141 | Koso |  |  | P205-50100 | IBA | 40 | 2.72 | - | 3615 | Kg/H | 792 | - | 2.2 | 3.17 | AS1A | 1.5 | GLOBE | 1 | 150 RF |  | CLOSE | [9 empty] | 63 | OK
129 | FV-6303 | E-632 LPS | Lt1 T-630 | 501T | V26C45-142 | Koso |  |  | P205-50100 | LPS | 155 | 4.3 | - | 1681 | Kg/H | 2.42 | 18.02 | 0.3 | 6 | AG1B | 5 | GLOBE | 4 | 150 RF |  | CLOSE | [9 empty] | 63 | OK
130 | FV-6304 | PRODUCT IBA TO TY | Lt2 D-635 | 551T | V26C45-143 | Koso |  |  | P205-50100 | IBA | 40 | 3.39 | - | 1675 | Kg/H | 792 | - | 0.55 | 3.64 | AS1A | 1 | GLOBE | 1 | 150 RF |  | CLOSE | [9 empty] | 63 | OK
131 | FV-6401 | T-640 FEED | Lt2 D-611 | 551T | V26C45-144 | Koso |  |  | P205-50100 | IBAHB | 109 | 1.28 | 680 | 340 | Kg/H | 716 | - | 0.66 | 1.59 | AS1A | 3/4 | GLOBE | 3/4 | 150 RF |  | CLOSE | [9 empty] | 64 | OK
132 | FV-6402 | T-640 REFLUX | Lt3 E-635 | 551T | V26C45-145 | Koso |  |  | P205-50100 | IBA | 40 | 1.64 | 270 | 180 | Kg/H | 792 | - | 1.05 | 1.89 | AS1A | 3/4 | GLOBE | 3/4 | 150 RF |  | CLOSE | [9 empty] | 64 | OK
133 | FV-6403 | E-642 MPS | Lt1 T-640 | AGVM |  | Azbil | INS00382 |  | M354-00162 | MPS | 204 | 15.5 | 328 | 164 | Kg/H | 7.67 | 18.02 | 0.5 | 18 | BG4A | 1.5 | GLOBE | 1 | 300 RF | 2007-08-15 | CLOSE | [9 empty] | 64 | OK
134 | FV-6404 | T-640 TO E-961 | Lt2 D-645 | 520T | V26C45-147 | Koso |  |  | P205-50100 | IBAHB | 128 | 1.15 | 22.6 | 11.3 | Kg/H | 767 | - | 0.54 | 1.35 | AS1A | 3/4 | GLOBE | 3/4 | 150 RF |  | CLOSE | [9 empty] | 64 | OK
135 | FV-8101 | WW1 TO TK 814 | WWT | 551T | V26C45-224 | Koso |  |  | P205-50100 | WW1 | 35 | 1.5 | 4 | 3.1 | m3/H | 1000 | - | 0.5 | 2.5 | AS1A | 1 | GLOBE | 1 | 150 RF |  | CLOSE | [8 empty] | Tidak dipakai (DCS point delete) | 81 | OK
136 | FV-8102 | SHY TO TK 814 | WWT | 500S | V26C45-225 | Koso |  |  | P205-50100 | 48% NaOH | 20 | 5.4 | 150 | 115 | cc/H | 1500 | - | 5 | 8 | AG1A | 0.5 | GLOBE | 0.5 | 150 RF |  | CLOSE | [8 empty] | Tidak dipakai | 81 | OK
137 | FV-8501 | WASTE WATER | Incenerator Lt3 | HLS | R-F2152-41-030 | Yamatake Honeywell |  |  | M354-00162 |  | Waste water | 5.3 | 571 | 476 | L/H | - | - | - | - |  |  | GLOVE | 3/4 | 150LB |  | CLOSE | [9 empty] | 85
138 | FV-8502 | NATURAL GAS FLOW RATE | Incenerator Lt5 | HTS | R-F2152-41-020 | Yamatake Honeywell |  |  | M354-00162 | Natural gas | - | 1.6 | 150 | 120 | Nm3/H | 0.483Kg/Nm3 | [5 empty] | GLOVE | 2 | 150RF |  | CLOSE | [9 empty] | 85
139 | FV-8503 | COMBUSTION GAS FLOW RATE | Incenerator Lt4 | AW17S 302Y-3T |  | Tomoe Valve |  |  | P206-92100 | Air | 33 | 2228mmH2O | 1937 | 1566 | m3/H | 1.29Kg/Nm3 | - | - | - | AG1A | 8 | BUTTERFLY | 8 | 150LB |  | CLOSE | [9 empty] | 85
140 | FV-8508 |  | P-831 | [32 empty] | 85
141 | FV-8512 | LPS TO E-851 | Lt3 E-851 | 501G | V26C45-226 | Koso |  |  | P205-70300 | LPS | 155 | 4.3 |  | 1500 | Kg/H | 2.87 | 18.02 | 0.3 | 6 | AG1B | 4 | - | 3 | 150 RF |  | CLOSE | [9 empty] | 85 | OK
142 | FV-9207 | LPS TO D-922 | Lt2 E-922 | 501G | V26C45-227 | Koso |  |  | P205-50300 | LPS | 155 | 4.3 | 1100 | 0 | Kg/H | 2.87 | 18.02 | 4 | 6 | AG1B | 4 | GLOBE | 3 | 150 RF |  | CLOSE | [9 empty] | 92 | OK
143 | FV-9118 | Reformer |  |  |  | Koso
144 | LV-9119 | Reformer |  |  |  | Koso
145 | FV-9801 | T-980 FEED | Lt1 P-973 | 551T | V26C45-228 | Koso |  |  | P205-50500 | H2O | 54 | 1.8 | 12000 | 2473 | Kg/H | 986 | - | 0.52 | 2.08 | AS1A | 2 | GLOBE | 2 | 150 RF |  | CLOSE | [9 empty] | 98 | OK
146 | FV-9803 | E-982 LPS | Lt1 T-980 | 501G | V26C45-229 | Koso |  |  | P205-60100 | LPS | 155 | 4.3 | 1924 | 481 | Kg/H | 2.87 | 18.02 | 0.3 | 6 | AG1B | 5 | GLOBE | 3 | 150 RF |  | CLOSE | [9 empty] | 98 | OK
147 | FV-9941 | CO2 Molindo | CO2 Molindo |  |  | Koso |  |  | P205-60100 | CO2 | [9 empty] | AG1A | 2 | GLOBE | 2 | 300 RF |  | CLOSE | [9 empty] | 99
148 | FV-9942 | CO2 Molindo | CO2 Molindo |  |  | Koso |  |  | P205-60100 | CO2 | [9 empty] | AG1A | 1.5 | GLOBE | 1 | 300 RF |  | CLOSE | [8 empty] | Ex. FV-2103 | 99
149 | HC-0126 | automation | Syn gas Lt2 |  |  | Neles J. |  |  | P206-85100 | Steam MPS | 205 | [8 empty] | BG4A | 8 | Butterfly | 8 | 300 RF |  | CLOSE | [9 empty] | 1
150 | HC-0127 | automation | Syn gas Lt2 |  |  | Neles J. |  |  | P206-85100 | Steam LPS | [9 empty] | AG1B | 8 | Butterfly | 8 | 150 RF |  | CLOSE | [9 empty] | 1
151 | HV-0103A | AIR DUMPER ON H-011 | H-011 (1) |  | TPRA/802080/M/400 | Norgren |  |  | P205-02600 | FLUE GAS | - | - | - | - | - | - | - | - | - |  |  | - | - | - |  | LOCK (OPEN) |  | 125 | C, S, E | *** | Klik |  |  |  |  | 1
152 | HV-0103B | AIR DUMPER ON H-011 | H-011 (1) |  | TPRA/802080/M/400 | Norgren |  |  | P205-02600 | FLUE GAS | - | - | - | - | - | - | - | - | - |  |  | - | - | - |  | LOCK (OPEN) |  | 125 | C, S, E | *** | Klik |  |  |  |  | 1
153 | HV-0110 | PROCESS GAS TO T-021 | Syn gas Lt2 | 710E | V26C45-014 | Koso |  |  | P206-92100 | PROCESS GAS | 50 | 8.4 |  | 28555 | Nm3/H | 3.88 | 11.3 | NIL | 11 | AS1A | 10 | ROTARY | 10 | 150 RF |  | CLOSE |  | 125 | C, S, E | *** | Klik |  |  |  |  | 1 | OK
154 | HV-0111 | U-031/041 OFF GAS TO BURNERS T | E-016 | 710E | V26C45-015 | Koso |  |  | P206-92100 | OFF GAS | 40 | 0.25 | 9000 | 6921 | Nm3/H | 0.23 | 4.72 | 0.05 | 3.5 | AG1C | 10 | ROTARY | 10 | 150 RF |  | CLOSE |  | 5 | C, S, E | * | [5 empty] | 1 | OK
155 | HV-0201 | MEA SOLUTION FOR TREATMENT | P-021A | 551T | V26C45-016 | Koso |  |  |  | MEA SOLUTION | 43 | 11.3 | 3500 | 2660 | Kg/H | 1000 | - | 1.3 | 15 | AG1C | 1.5 | GLOBE | 1 | 150 RF |  | CLOSE |  | 125 | C, S, E | *** | Klik |  |  |  |  | 2 | OK
156 | HV-1201 | T-120 PURGE GAS | Lt2 R-110 | 501G | V26C45-148 | Koso |  |  |  | GOX,PPY | 95 | 19 | 6000 | 0 | Nm3/H | 17.7 | 26.9 | 18.9 | 19 | BS1A | 3 | GLOBE | 4 | 300 RF |  | CLOSE | [9 empty] | 12 | OK
157 | HV-1401 | TK-141 TO D-145 | Lt2 D-145 | 551T | V26C45-149 | Koso |  |  |  | NBD,IBD | 40 | 3 | 2000 | 0 | Kg/h | 755 | - | 2.94 | 5.5 | AS1A | 3/4 | GLOBE | 3/4 | 150 RF |  | CLOSE | [9 empty] | 14 | OK
158 | HV-4101 | D-416 TO PGH | Lt3 D-425 | 501G | V26C45-150 | Koso |  |  |  | H2,N2 | 40 | 39 | 14260 | 0 | Nm3/H | 4.22 | 2.08 | 38.9 | 42 | DG3A | 2 | GLOBE | 4 | 600 RF |  | CLOSE | [9 empty] | 41 | OK
159 | HV-5101 | R-510 TO PGH | Lt2 E-514 | 501T | V26C45-151 | Koso |  |  |  | GHY | 105 | 40 | 3330 | 0 | Nm3/H | 4.22 | 2.08 | 39.9 | 42 | DS1A | 3 | GLOBE | 1.5 | 600 RF |  | CLOSE | [9 empty] | 51 | OK
160 | HV-6101 | R-610 TO PGH | Lt2 E-614 | 501T | V26C45-152 | Koso |  |  |  | GHY | 120 | 40 | 3330 | 0 | Nm3/H | 4.22 | 2.08 | 39.9 | 42 | DS1A | 3 | GLOBE | 1.5 | 600 RF |  | CLOSE | [9 empty] | 61 | OK
161 | HV-9301 | DMW | Demin Water |  |  | Burket |  |  | M354-00162 | DMW | - | - | - | - | - | - | - | - | - | - | - | Hand CV | - | - |  | CLOSE | [9 empty] | 93
162 | HV-9501 | LPS TO Z-951 | Flare Stack | 551T | V26C45-252 | Koso |  |  | P205-50400 | LPS | 155 | 4.5 | 300 | 0 | Kg/H | 2.87 | 18.02 | 4.5 | 6 | AG1B | 1.5 | GLOBE | 1 | 150 RF |  | CLOSE | [9 empty] | 95 | OK
163 | KV-0421A | PSA FEED VALVE | PSA/ MEMBRANE | 3" 830W-1122HBXZ - B1JU8/35 - QN45A05HDM-PL4 |  | Neles J. | 90013213 | 26030000 | P206-85100 | Feed gas | 45 | 10.8 | - | 8895 | Nm3/h | - | 3.1 | 0.07 | - | B2A1 | 3 | BUTTERFLY | 3 | 300LBS WAFER |  |  |  | 125 | C, S, E | *** | Klik |  |  |  |  | 4
164 | KV-0421B | PSA FEED VALVE | PSA/ MEMBRANE | 3" 830W-1122HBXZ - B1JU8/35 - QN45A05HDM-PL4 |  | Neles J. | 90013213 | 26030000 |  | Feed gas | 45 | 10.8 | - | 8895 | Nm3/h | - | 3.1 | 0.07 | - | B2A1 | 3 | BUTTERFLY | 3 | 300LBS WAFER |  |  |  | 125 | C, S, E | *** | Klik |  |  |  |  | 4
165 | KV-0421C | PSA FEED VALVE | PSA/ MEMBRANE | 3" 830W-1122HBXZ - B1JU8/35 - QN45A05HDM-PL4 |  | Neles J. | 90013213 | 26030000 | P206-85100 | Feed gas | 45 | 10.8 | - | 8895 | Nm3/h | - | 3.1 | 0.07 | - | B2A1 | 3 | BUTTERFLY | 3 | 300LBS WAFER |  |  |  | 125 | C, S, E | *** | Klik |  |  |  |  | 4
166 | KV-0421D | PSA FEED VALVE | PSA/ MEMBRANE | 3" 830W-1122HBXZ - B1JU8/35 - QN45A05HDM-PL4 |  | Neles J. | 90013213 | 26030000 | P206-85100 | Feed gas | 45 | 10.8 | - | 8895 | Nm3/h | - | 3.1 | 0.07 | - | B2A1 | 3 | BUTTERFLY | 3 | 300LBS WAFER |  |  |  | 125 | C, S, E | *** | Klik |  |  |  |  | 4
167 | KV-0422A | PSA UNIT (PRODUCT) | PSA/ MEMBRANE | Mark One | S/N. 743935.001-1 | Valtek | 90013211 | 182390500 | P206-92100 | Hydrogen | 50 | 10 | - | 6545 | Nm3/h | - | 2.02 | 0.1 | - | B2A1 | 3 | GLOBE | 3 | 300LBS |  |  |  | 125 | C, S, E | *** | Klik |  |  |  |  | 4
168 | KV-0422B | PSA UNIT (PRODUCT) | PSA/ MEMBRANE | Mark One | S/N. 743935.001-2 | Valtek | 90013211 | 182390500 | P206-92200 | Hydrogen | 50 | 10 | - | 6545 | Nm3/h | - | 2.02 | 0.1 | - | B2A1 | 3 | GLOBE | 3 | 300LBS |  |  |  | 125 | C, S, E | *** | Klik |  |  |  |  | 4
169 | KV-0422C | PSA UNIT (PRODUCT) | PSA/ MEMBRANE | Mark One | S/N. 743935.001-3 | Valtek | 90013211 | 182390500 | P206-92400 | Hydrogen | 50 | 10 | - | 6545 | Nm3/h | - | 2.02 | 0.1 | - | B2A1 | 3 | GLOBE | 3 | 300LBS |  |  |  | 125 | C, S, E | *** | Klik |  |  |  |  | 4
170 | KV-0422D | PSA UNIT (PRODUCT) | PSA/ MEMBRANE | Mark One | S/N. 743935.001-4 | Valtek | 90013211 | 182390500 |  | Hydrogen | 50 | 10 | - | 6545 | Nm3/h | - | 2.02 | 0.1 | - | B2A1 | 3 | GLOBE | 3 | 300LBS |  |  |  | 125 | C, S, E | *** | Klik |  |  |  |  | 4
171 | KV-0423A | PSA UNIT (PROV. PURGE) | PSA/ MEMBRANE | Mark One | S/N. 743935.002-1 | Valtek | 90013212 | 153438700 | P206-93200 | Hydrogen | 50 | 9.9 | 2665 | - | Nm3/h | - | 2.02 | 0.3 | - | B2A1 | 2 | GLOBE | 2 | 300LBS |  |  |  | 125 | C, S, E | *** | Klik |  |  |  |  | 4
172 | KV-0423B | PSA UNIT (PROV. PURGE) | PSA/ MEMBRANE | Mark One | S/N. 743935.002-2 | Valtek | 90013212 | 153438700 |  | Hydrogen | 50 | 9.9 | 2665 | - | Nm3/h | - | 2.02 | 0.3 | - | B2A1 | 2 | GLOBE | 2 | 300LBS |  |  |  | 125 | C, S, E | *** | Klik |  |  |  |  | 4
173 | KV-0423C | PSA UNIT (PROV. PURGE) | PSA/ MEMBRANE | Mark One | S/N. 743935.002-3 | Valtek | 90013212 | 153438700 |  | Hydrogen | 50 | 9.9 | 2665 | - | Nm3/h | - | 2.02 | 0.3 | - | B2A1 | 2 | GLOBE | 2 | 300LBS |  |  |  | 125 | C, S, E | *** | Klik |  |  |  |  | 4
174 | KV-0423D | PSA UNIT (PROV. PURGE) | PSA/ MEMBRANE | Mark One | S/N. 743935.002-4 | Valtek | 90013212 | 153438700 |  | Hydrogen | 50 | 9.9 | 2665 | - | Nm3/h | - | 2.02 | 0.3 | - | B2A1 | 2 | GLOBE | 2 | 300LBS |  |  |  | 125 | C, S, E | *** | Klik |  |  |  |  | 4
175 | KV-0424A | PSA PURGE OUTLET | PSA/ MEMBRANE | 3" 830W-1122HBXZ - B1JU8/35 - QN45A05HDM-PL4 |  | Neles J. | 90013214 | 75008000 | P206-85100 | Purge Gas | 50 | 1.4 | 2800 | 2403 | Nm3/h |  | 6.11 | 0.02 | - | B2A1 | 4 | BUTTERFLY | 4 | 300LBS WAFER |  |  |  | 125 | C, S, E | *** | Klik |  |  |  |  | 4
176 | KV-0424B | PSA PURGE OUTLET | PSA/ MEMBRANE | 3" 830W-1122HBXZ - B1JU8/35 - QN45A05HDM-PL4 |  | Neles J. | 90013214 | 75008000 | P206-85100 | Purge Gas | 50 | 1.4 | 2800 | 2403 | Nm3/h |  | 6.11 | 0.02 | - | B2A1 | 4 | BUTTERFLY | 4 | 300LBS WAFER |  |  |  | 125 | C, S, E | *** | Klik |  |  |  |  | 4
177 | KV-0424C | PSA PURGE OUTLET | PSA/ MEMBRANE | 3" 830W-1122HBXZ - B1JU8/35 - QN45A05HDM-PL4 |  | Neles J. | 90013214 | 75008000 | P206-85100 | Purge Gas | 50 | 1.4 | 2800 | 2403 | Nm3/h |  | 6.11 | 0.02 | - | B2A1 | 4 | BUTTERFLY | 4 | 300LBS WAFER |  |  |  | 125 | C, S, E | *** | Klik |  |  |  |  | 4
178 | KV-0424D | PSA PURGE OUTLET | PSA/ MEMBRANE | 3" 830W-1122HBXZ - B1JU8/35 - QN45A05HDM-PL4 |  | Neles J. | 90013214 | 75008000 | P206-85100 | Purge Gas | 50 | 1.4 | 2800 | 2403 | Nm3/h |  | 6.11 | 0.02 | - | B2A1 | 4 | BUTTERFLY | 4 | 300LBS WAFER |  |  |  | 125 | C, S, E | *** | Klik |  |  |  |  | 4
179 | KV-1301 | S-115 OUT TO R-130 | Lt4 S-115 | E3202T |  | KTM |  |  | P205-60200 | OXO GAS | 40 | 17.3 | - | 1268 | Kg/H | 25 | 32 | 0 | 17.5 | BS1A | 2.5 | 3-WAY BALL | 2 | 300 RF |  | SPRING RETURN | [9 empty] | 13
180 | KV-2401 | D-230 TO Z-240 | Lt2 F-240 | E0106 |  | KTM |  |  | P205-60300 | Rh CAT | 48 | 20 | 1050 | 525 | Kg/H | 906 | - | 0 | 20 | BS1A | 1 | BALL | 1 | 300 RF |  | OPEN/CLOSE |  | 5 | C, S | * | [5 empty] | 24
181 | KV-2402 | Z-240 OUT Rh CAT | Lt1 D-243 | E3901L |  | KTM |  |  | P205-60300 | Rh CAT | 12 | 0.01 | 268 | 134 | Kg/H | 916 | - | 0 | 0.5 | AS1A | 3 | 3-WAY BALL | 3 | 150 RF |  | SPRING RETURN | [9 empty] | 24
182 | KV-2403 | Z-240 TOL | Lt2 F-240 | E0105 |  | KTM |  |  | P205-60300 | TOL | 40 | 0.01 | 2000 | 1300 | Kg/H | 848 | - | 0 | 1.7 | AS1A | 1.5 | BALL | 1.5 | 150 RF |  | OPEN/CLOSE |  | 5 | C, S | * | [5 empty] | 24
183 | KV-2404 | F-240 | Lt2 F-240 |  |  | KTM |  |  | P205-60300 | GPI | - | - | - | - | - | - | - | - | - |  |  |  | - | - |  | - | [9 empty] | 24
184 | KV-3101 |  | Lt2 F-240 |  |  | KTM |  |  | P205-60300 | [26 empty] | 31
185 | LV-0106 | PROCESS CONDENSATFROM D-012 | D-012 | 551T | V26C45-017 | Koso |  |  |  | PROCESS CONDENSATE | 50 | 8.4 | 7000 | 5352 | Kg/H | 988 | - | 3.9 | 11 | AS1A | 2 | GLOBE | 1 | 150 RF |  | CLOSE | [9 empty] | 1 | OK
186 | LV-0204 | MEA RECLAIMER E-025 | E-025 | 551T | V26C45-018 | Koso |  |  | P205-02200 | MEA SOLUTION | 133 | 1.8 | 450 | 348 | Kg/H | 953 | - | 0.1 | 0.5 | AG1C | 2 | GLOBE | 1 | 150 RF |  | CLOSE | [9 empty] | 2 | OK
187 | LV-0205 | D-021 TO T-022 | P-022A | 551T | V26C45-019 | Koso |  |  | P205-02200 | PROCESS CONDENSATE | 40 | 5.7 | 2500 | 1548 | Kg/H | 992 | - | 0.5 | 5 | AS1A | 1.5 | GLOBE | 1 | 150 RF |  | CLOSE |  | 5 | C, S, E | * | [5 empty] | 2 | OK
188 | LV-0208 | T-021 TO T-022 | E-025 | 501G | V26C45-020 | Koso |  |  | P205-02400 | MEA SOLUTION | 124 | 7.2 | 74000 | 56577 | Kg/H | 957 | - | 2.2 | 11 | AS1A | 4 | GLOBE | 4 | 150 RF |  | CLOSE |  | 5 | C, S, E | * | [5 empty] | 2 | OK
189 | LV-0211 | SCRUBBER T-023 | T-023 | 551T | V26C45-021 | Koso |  |  | P205-02400 | PROCESS CONDENSATE | 43 | 8.1 | 1000 | 499 | Kg/H | 991 | - | 3.6 | 11 | AG1B | 1.5 | GLOBE | 1 | 150 RF |  | CLOSE |  | 5 | C, S, E | * | [5 empty] | 2 | OK
190 | LV-0215 | MEA SOLUTION FROM P-025 A/B | P-025A/B | 551T | V26C45-022 | Koso |  |  | P205-02400 | MEA SOLUTION | 43 | 4 | 3000 | 2660 | Kg/H | 1000 | - | 0.5 | 6 | AG1C | 1.5 | GLOBE | 1 | 150 RF |  | CLOSE | [9 empty] | 2 | OK
191 | LV-0221 | SYN. GAS DRAIN D-003 | C-011/018 | 520T | V26C45-263 | Koso |  |  | P206-01500 | PROCESS CONDENSATE | 42 | 24.1 | - | 124 | Kg/H | 991 | - | 23.9 | 26.5 | BG3A | 3/4 | GLOBE | 3/4 | 300 RF |  | CLOSE |  | 5 | C, S, E | * | [5 empty] | 2 | OK
192 | LV-0281-1 |  | C-011/013 | 82-21125 | T211A3101-1 | Masoneilan |  |  |  | H20, OIL | 100 | 13.9 | 560 | 112 | Kg/H | - | - | 17 | 17 | - | - | GLOBE | 1.5 | 300 RF |  | CLOSE | [9 empty] | 2
193 | LV-0283-1 | LO SUPPLY PRSS. CONTROL | C-012 | 82-21125 | T211A3101-2 | Masoneilan |  |  | P205-70800 |  |  |  | - |  | - | [6 empty] | Globe | 1 | 150 RF | [11 empty] | 2
194 | LV-0321 | FEED FILTER U-031-v1 | PSA/ MEMBRANE |  |  | Valtek |  |  | P206-95100 | Liquid | 42 | 24.8 | - | 0.4 | m3/H | 1 | - | 18 | - | B2A1 | 1 | GLOBE | 1 | 300LBS |  |  |  | 125 | C, S, E | *** | Klik |  |  |  |  | 3
195 | LV-0322 | PSA KO DRUM U-041-V4 | PSA/ MEMBRANE |  |  | Valtek |  |  | P206-95100 | Liquid | 45 | 10.8 | - | 1 | m3/H | 1 | - | 5 | - | B2A1 | 1 | GLOBE | 1 | 300LBS |  |  |  | 125 | C, S, E | *** | Klik |  |  |  |  | 3
196 | LV-1002 | PPY-TO D-101 | Lt2 D-101 | 501T | V26C45-153 | Koso |  |  |  | PPY | 40 | 22 | - | 11860 | Kg/H | 464 | - | 1 | 22 | BG3A | 4 | GLOBE | 2 | 300 RF |  | CLOSE | [9 empty] | 10 | OK
197 | LV-1104 | D-118 TO R.S | Lt3 D-118 | 551T | V26C45-154 | Koso |  |  | M354-00162 | HWR | 68 | 2 | 4000 | 0 | Kg/H | 979 | - | 2 | 2 | AG1B | 2 | GLOBE | 1 | 150 RF |  | CLOSE | [9 empty] | 11 | OK
198 | LV-1201 | T-120 TO D-122 | Lt1 D-122 | 501G | V26C45-155 | Koso |  |  |  | OXO LIQ | 74 | 19 | - | 79465 | Kg/H | 880 | - | 14.5 | 19 | BS1A | 4 | GLOBE | 4 | 300 RF |  | CLOSE | [9 empty] | 12 | OK
199 | LV-1401B | T-140 TO TK-141 | Lt2 E-161 | 501T | V26C45-156 | Koso |  |  |  | TOL,TPP | 50 | 18.5 | 16114 | 0 | Kg/H | 947 | - | 14.3 | 20.3 | BS1A | 1.5 | GLOBE | 1 | 300 RF |  | CLOSE | [9 empty] | 14 | OK
200 | LV-1402 | D-145 TO TK-141 | Lt2 E-161 | 551T | V26C45-157 | Koso |  |  |  | NBD,IBD | 40 | 2.43 | - | 19229 | Kg/H | 755 | - | 1.9 | 3.13 | AS1A | 2.5 | GLOBE | 2 | 150 RF |  | CLOSE | [9 empty] | 14 | OK
201 | LV-1502 | D-152 TO TK-141 | Lt2 D-145 | 551T | V26C45-158 | Koso |  |  | P205-70100 | OXO LIQ | 40 | 5.8 | - | 714 | Kg/H | 714 | - | 5.7 | 5.8 | AS1A | 1 | GLOBE | 1 | 150 RF |  | CLOSE | [9 empty] | 15 | OK
202 | LV-1603 | D-165 TO W.W SAMP | Lt1 P-974A/B | 520T | V26C45-159 | Koso |  |  |  | H2O | 50 | 0.59 | - | 7.7 | Kg/H | 931 | - | 0.59 | 0.59 | AS1A | 3/4 | GLOBE | 3/4 | 150 RF |  | CLOSE | [9 empty] | 16 | OK
203 | LV-1607 | TK-162 INTERFACE | Lt1 TK-162 | 501T | V26C45-160 | Koso |  |  |  | H2O | 40 | 0.2 | 20 | - | Kg/H | 967 | - | 0.2 | 0.5 | AS1A | 2 | GLOBE | 1 | 150 RF |  | CLOSE | [9 empty] | 16 | OK
204 | LV-2101 | T-210 TO T-220 | Lt2 E-212 | 551T | V26C45-161 | Koso |  |  |  | TPP,HB | 129 | 0.52 | 1562 | 781 | Kg/H | 961 | - | 1.09 | 0.89 | AS1B | 3/4 | GLOBE | 3/4 | 150 RF |  | CLOSE | [9 empty] | 21 | OK
205 | LV-2102 | D-215 TO TK-211 | Lt2 E-141 | 551T | V26C45-162 | Koso |  |  |  | TOL | 40 | 0.54 | 2000 | 550 | Kg/H | 842 | - | 0.54 | 1.66 | AS1A | 3/4 | GLOBE | 3/4 | 150 RF |  | CLOSE | [9 empty] | 21 | OK
206 | LV-2201 | T-220 TO T-140 | Lt2 E-222 | 551T | V26C45-163 | Koso |  |  |  | TPP,HB | 150 | 1.12 | 1298 | 649 | Kg/H | 980 | - | 0.59 | 1.22 | AS1A | 3/4 | GLOBE | 3/4 | 150 RF |  | CLOSE | [9 empty] | 22 | OK
207 | LV-2202 | D-225 TO E-961 | Lt2 D-961 | 551T | V26C45-164 | Koso |  |  |  | FOL | 40 | 1.55 | 276 | 138 | Kg/H | 861 | - | 0.54 | 1.81 | AS1A | 3/4 | GLOBE | 3/4 | 150 RF |  | CLOSE | [9 empty] | 22 | OK
208 | LV-2203 | D-225 TO W.W SAMP | Lt2 D-961 | 551T | V26C45-165 | Koso |  |  |  | H2O | 40 | 0.71 | 928 | 464 | Kg/H | 998 | - | 0.59 | 1.03 | AS1A | 3/4 | GLOBE | 3/4 | 150 RF |  | CLOSE | [9 empty] | 22 | OK
209 | LV-2302 | D-231 TO D-232 | Lt1 P-145A/B | 520T | V26C45-166 | Koso |  |  |  | IPA | 40 | 0.8 | 10 | 2 | Kg/H | 776 | - | 0.55 | 1 | AS1A | 3/4 | GLOBE | 3/4 | 150 RF |  | CLOSE | [9 empty] | 23 | OK
210 | LV-2501 | [7 empty] | P206-99200 | [26 empty] | 25
211 | LV-3103 | D-312 TO E-851 | Lt2 D-312 | 551T | V26C45-167 | Koso |  |  |  | H2O,NAOH | 95 | 3 | - | 1604 | Kg/H | 938 | - | 0.52 | 3.11 | AS1A | 1 | GLOBE | 1 | 150 RF |  | CLOSE | [9 empty] | 31 | OK
212 | LV-3203 | D-325 TO W.W SAMP | Lt2 D-312 | 551T | V26C45-168 | Koso |  |  | P205-70100 | H2O | 40 | 0.67 | - | 129 | Kg/H | 979 | - | 0.55 | 0.68 | AS1A | 3/4 | GLOBE | 3/4 | 150 RF |  | CLOSE | [9 empty] | 32 | OK
213 | LV-4101 | TK-411 TO D-411 | Lt2 D-411 | 551T | V26C45-169 | Koso |  |  |  | 2EH | 40 | 3.28 | 30460 | 18030 | Kg/H | 807 | - | 0.53 | 3.85 | AG1C | 3 | GLOBE | 3 | 150 RF |  | CLOSE | [9 empty] | 41 | OK
214 | LV-4102 | R-410 TO D-412 | Lt1 R-410 | 501G | V26C45-170 | Koso |  |  |  | 2EH,2EHHB | 125 | 40 | - | 60918 | Kg/H | 718 | - | 35.5 | 40 | DS1A | 5 | GLOBE | 3 | 600 RF |  | CLOSE |  | 5 | C, S | * | [5 empty] | 41 | OK
215 | LV-4105 | D-416 TO D412 | Lt1 D-416 | 501T | V26C45-171 | Koso |  |  |  | 2EH,H2O | 40 | 39 | 3280 | 1640 | Kg/H | 833 | - | 34.5 | 39 | DS1A | 1 | GLOBE | 1 | 600 RF |  | CLOSE | [9 empty] | 41 | OK
216 | LV-4203 | D-425 TO W.W SAMP | Lt2 E-322 | 551T | V26C45-172 | Koso |  |  |  | H2O | 40 | 0.63 | - | 83.8 | Kg/H | 967 | - | 0.57 | 0.63 | AS1A | 3/4 | GLOBE | 3/4 | 150 RF |  | CLOSE | [9 empty] | 42 | OK
217 | LV-4402 | D-445 TO E-414 | Lt2 D-455 | 551T | V26C45-173 | Koso |  |  |  | 2EH | 40 | 1.21 | 1172 | 781 | Kg/H | 810 | - | 0.58 | 1.51 | AS1A | 1 | GLOBE | 1 | 150 RF |  | CLOSE | [9 empty] | 44 | OK
218 | LV-4501 | T-450 TO E-414 | Lt2 D-445 | 551T | V26C45-174 | Koso |  |  |  | 2EH | 138 | 1.24 | - | 745 | Kg/H | 721 | - | 0.53 | 1.43 | AS1A | 1 | GLOBE | 1 | 150 RF |  | CLOSE | [9 empty] | 45 | OK
219 | LV-4503 | D-455 TO WW SAMP | Lt2 D-455 | 520T | V26C45-175 | Koso |  |  |  | H2O | 40 | 0.63 | - | 10.3 | Kg/H | 977 | - | 0.6 | 0.63 | AS1A | 3/4 | GLOBE | 3/4 | 150 RF |  | CLOSE | [9 empty] | 45 | OK
220 | LV-5101 | TK-511 TO D 511 | Lt2 D-511 | 551T | V26C45-176 | Koso |  |  |  | NBA | 40 | 3.48 | 2960 | 465 | Kg/H | 798 | - | 0.52 | 3.92 | AG1C | 1 | GLOBE | 1 | 150 RF |  | CLOSE | [9 empty] | 51 | OK
221 | LV-5102 | R-510 TO D-512 | Lt1 R-510 | 501T | V26C45-177 | Koso |  |  |  | NBA | 105 | 39.4 | - | 15002 | Kg/H | 724 | - | 34.3 | 40 | DS1A | 2.5 | GLOBE | 2 | 600 RF |  | CLOSE | [9 empty] | 51 | OK
222 | LV-5402 | D-545 TO E-414 | Lt2 E-537 | 551T | V26C45-178 | Koso |  |  |  | NBA | 40 | 2.47 | 323 | 215 | Kg/H | 799 | - | 0.53 | 2.53 | AS1A | 3/4 | GLOBE | 3/4 | 150 RF |  | CLOSE | [9 empty] | 54 | OK
223 | LV-5501 | T-550 TO E-514 | Lt2 D-555 | 551T | V26C45-179 | Koso |  |  |  | NBA | 119 | 2.6 | - | 250 | Kg/H | 715 | - | 0.53 | 2.65 | AS1A | 3/4 | GLOBE | 3/4 | 150 RF |  | CLOSE | [9 empty] | 55 | OK
224 | LV-6101 | TK-611 TO D-611 | Lt2 D-611 | 551T | V26C45-180 | Koso |  |  |  | IBA | 40 | 3.74 | 2700 | 965 | Kg/H | 791 | - | 0.53 | 4.02 | AG1C | 1 | GLOBE | 1 | 150 RF |  | CLOSE | [9 empty] | 61 | OK
225 | LV-6102 | R-610 TO D-612 | Lt1 R-610 | 501T | V26C45-181 | Koso |  |  |  | IBA | 120 | 40 | - | 10894 | Kg/H | 693 | - | 36.4 | 40 | DS1A | 2.5 | GLOBE | 2 | 600 RF |  | CLOSE | [9 empty] | 61 | OK
226 | LV-6201 | T-620 TO E-613 | Lt2 E-613 | 551T | V26C45-182 | Koso |  |  | P205-40500 | IBA,IBAHB | 110 | 4.5 | 9500 | 7982 | Kg/H | 715 | - | 0.51 | 4.9 | AS1A | 2.5 | GLOBE | 2 | 150 RF |  | CLOSE | [9 empty] | 62 | OK
227 | LV-6203 | D-625 TO WW SAMP | Lt1 P-974A/B | 520T | V26C45-183 | Koso |  |  |  | H20 | 40 | 0.59 | - | 24.9 | Kg/H | 958 | - | 0.59 | 0.59 | AS1A | 3/4 | GLOBE | 3/4 | 150 RF |  | CLOSE | [9 empty] | 62 | OK
228 | LV-6301 | T-630 TO E-614 | Lt2 D-611 | 551T | V26C45-184 | Koso |  |  |  | IBA,IBAHB | 109 | 1.41 | 1300 | 637 | Kg/H | 716 | - | 0.5 | 1.48 | AS1A | 1 | GLOBE | 1 | 150 RF |  | CLOSE | [9 empty] | 63 | OK
229 | LV-6402 | D-645 TO E-614 | Lt2 D-635 | 551T | V26C45-185 | Koso |  |  | P205-50100 | IBA | 40 | 1.86 | 658 | 329 | Kg/H | 792 | - | 0.57 | 1.89 | AS1A | 3/4 | GLOBE | 3/4 | 150 RF |  | CLOSE | [9 empty] | 64 | OK
230 | LV-7105 | D-715 CONDENSE PPY | P-712 | 501T | V26C45-230 | Koso |  |  | P205-50100 | PPY | 15 | 11.1 | 2.74 | 0.95 | T/H | 524 | - | 0.5 | 4.5 | BG3A | 2 | GLOBE | 1.5 | 300 RF |  | CLOSE | [9 empty] | 71 | OK
231 | LV-8501 | OVER FLOW TANK LEVEL | Incenerator Lt2 | AG09S |  | KTM |  |  | P205-71200 | EFFLUENT | 89 | 1.5 | - | - | - | 1000 | - | - | - | AS1A | 3/4 | BALL | 1 | 150 RF |  | CLOSE | [9 empty] | 85
232 | LV-9201 | D-922 CHARGE | Lt1 D-922 | 551T | V26C45-231 | Koso |  |  | P205-50200 | DMW | AMB | 5.1 | 29 | 15.9 | T/H | 995 | - | 1 | 6.5 | AS1A | 3 | GLOBE | 2.5 | 150 RF |  | CLOSE | [9 empty] | 92 | OK
233 | LV-9202 | TK 923 CHARGE | Lt1 TK-923 | 501G | V26C45-232 | Koso |  |  | P205-50200 | FWS | AMB | 4.5 | 30 | 11 | T/H | 995 | - | 0.5 | 6 | AG1A | 4 | GLOBE | 3 | 150 RF |  | CLOSE | [9 empty] | 92 | OK
234 | LV-9203 | DEAERATOR FEED | P-921A/ B | 501T | V26C45-233 | Koso |  |  |  | LPC | 112 | 4.8 | 62.4 | 56.4 | T/H | 960 | - | 0.5 | 6.5 | AS1A | 6 | GLOBE | 4 | 150 RF |  | CLOSE |  | 5 | C, S, E | * | [5 empty] | 92 | OK
235 | LV-9331 | DEGASIFIER TANK LEVEL | DEMIN WATER |  |  | Burket |  |  | M354-00162 | DMW | 33 | 0.15 | 32,6 | - | m3/H | - | - | - | - |  |  | PVC | 2,5 | 150 |  | - | [9 empty] | 93
236 | LV-9401 | COOLING TOWER MAKE UP | D-941 | 551T | V26C45-234 | Koso |  |  | P205-50400 | FWS | AMB | 4.5 | 40 | 31 | T/H | 995 | - | 3.5 | 6 | AG1A | 4 | GLOBE | 3 | 150 RF |  | CLOSE | [9 empty] | 94 | OK
237 | LV-9503 | FWS TO Z - 951 | Flare Stack | 551T | V26C45-261 | Koso |  |  | P205-50400 | FWS | AMB | 4.5 | 2 | 0 | T/H | 995 | - | 0.5 | 6 | AG1C | 1 | GLOBE | 1 | 150 RF |  | CLOSE | [9 empty] | 95 | OK
238 | LV-9603A | TK- 961A INTERFACE | Lt1 TK-961A | 501T | V26C45-235 | Koso |  |  | P205-50500 | H2O | 40 | 0.2 | 20 | - | Kg/H | 992 | - | 0.2 | 0.5 | AG1C | 2 | GLOBE | 1 | 150 RF |  | CLOSE | [9 empty] | 96 | OK
239 | LV-9603B | TK- 961B INTERFACE | Lt1 TK-961B | 501T | V26C45-236 | Koso |  |  | P205-50500 | H2O | 40 | 0.2 | 20 | - | Kg/H | 992 | - | 0.2 | 0.5 | AG1C | 2 | GLOBE | 1 | 150 RF |  | CLOSE | [9 empty] | 96 | OK
240 | LV-9801 | T-980 TO WASTE WATER B/L | Lt2 D-635 | 551T | V26C45-237 | Koso |  |  | P205-50500 | H2O | 40 | 3.6 | 12000 | 2170 | Kg/H | 992 | - | 0.58 | 4.29 | AG1C | 2 | GLOBE | 2 | 150 RF |  | CLOSE | [9 empty] | 98 | OK
241 | LV-9802 | D-985 TO TK 961 | Lt2 D-635 | 551T | V26C45-238 | Koso |  |  | P205-60100 | NBD, NBA | 40 | 1.41 | 200 | 56 | Kg/H | 796 | - | 0.52 | 2.04 | AG1C | 1 | GLOBE | 1 | 150 RF |  | CLOSE | [9 empty] | 98 | OK
242 | LV-9803 | D-985 INTERFACE | Lt1 P-974A/B | AGVB |  | Azbil | INS00420 |  | M354-00162 | H20 | 40 | 0.7 | 1000 | 247 | Kg/H | 992 | - | 0.7 | 0.7 | AG1C | 2.5 | GLOBE | 1.5 | 150 RF | 2007-12-18 | CLOSE | [9 empty] | 98 | OK
243 | PCV-0247 | TK-021 NGB | TK-021 | Y690 | J113861 | Nippon Fisher |  |  | M354-00162 | N2 | 40 | 0.5 | 10 | 1 | Nm3/H | - | 28 | 0.495 | 1 | AG1A | 1.5 | - | 1 | 150 RF |  | - | [8 empty] | set press 50 mmH2O | 2
244 | PCV-0281-1 | LO SUPPLY PRSS. CONTROL | C-011/013 | [5 empty] | P205-70200 | LUBE OIL | 52 | 2.5 | - | - | - | - | - | - | - | - | - | - | - | - |  | - | [9 empty] | 2
245 | PCV-0281-2 | N2 supply press. Control | C-011/013 | [5 empty] | P205-70200 | N2 | AMB | 6 | - | - | - | - | - | - | - | - | - | - | - | - |  | - | [9 empty] | 2
246 | PCV-0283-1 | C-012 LO SUPPLY PRESS. CONTROL | C-012 |  |  | - |  |  |  | LUBE OIL | 52 | 2.5 | - | - | - | - | - | - | - | - | - | - | - | - |  | - | [9 empty] | 2
247 | PCV-0283-2 | C012 N2 SUPPLY PRESS. | C-012 |  |  | - |  |  |  | N2 | AMB | 6 | - | - | - | - | - | - | - | - | - | - | - | - |  | - | [9 empty] | 2
248 | PCV-0518 | [7 empty] | P205-70800 | [26 empty] | 5
249 | PCV-0831 |  | TK-831 | [5 empty] | P206-99200 | [26 empty] | 8
250 | PCV-1051 | NGB TO D-102 |  | Y690 | J113862 | Nippon Fisher |  |  | M354-00162 | N2 | 40 | 0.5 | 1 | 1 | Nm3/H | - | 28 | 0.495 | 1 | AG1A | 3/4 | - | 3/4 | 150 RF | [10 empty] | set press 50 mmH2O | 10
251 | PCV-1151 | TK-111 NGB | TK-111 | Y693 | J113863 | Nippon Fisher |  |  | M354-00162 | N2 | 40 | 0.5 | 23 | 1 | Nm3/H | - | 28 | 0.495 | 1 | AS1A | 1.5 | - | 1.5 | 150 RF | [10 empty] | set press 50 mmH2O | 11
252 | PCV-1451 | TK-141 NGB | TK-141 | Y693 | J113864 | Nippon Fisher |  |  |  | N2 | 40 | 0.5 | 28 | 1 | Nm3/H | - | 28 | 0.495 | 1 | AS1A | 1.5 | - | 1.5 | 150 RF | [10 empty] | set press 50 mmH2O | 14
253 | PCV-1571-1 | LO SUPPLY PRSS. CONTROL | C-150 | [5 empty] | P206-99200 | LUBE OIL | 52 | 2.5 | - | - | - | - | - | - | - | - | - | - | [13 empty] | 15
254 | PCV-1571-2 | N2 supply press. Control | C-150 | [6 empty] | N2 | AMB | 6 | - | - | - | - | - | - | - | - | - | - | [12 empty] | set 0.7 kg/cm2G | 15
255 | PCV-1651 | TK-161 NGB | TK-161 | Y693 | J113865 | Nippon Fisher |  |  | P205-01100 | N2 | 40 | 0.5 | 24 | 1 | Nm3/H | - | 28 | 0.495 | 1 | AS1A | 1.5 | - | 1.5 | 150 RF | [10 empty] | set press 50 mmH2O | 16
256 | PCV-1652 | TK-162 NGB | TK-162 | Y693 | J113866 | Nippon Fisher |  |  |  | N2 | 40 | 0.5 | 23 | 1 | Nm3/H | - | 28 | 0.495 | 1 | AS1A | 1.5 | - | 1.5 | 150 RF | [10 empty] | set press 50 mmH2O | 16
257 | PCV-2151 | TK-211 NGB | TK-211 | Y690 | J113867 | Nippon Fisher |  |  |  | N2 | 40 | 0.5 | 19 | 1 | Nm3/H | - | 28 | 0.495 | 1 | AS1A | 1.5 | - | 1 | 150 RF | [10 empty] | set press 50 mmH2O | 21
258 | PCV-2551 | TK-251 NGB | TK-251 | Y690 | J113868 | Nippon Fisher |  |  |  | N2 | 40 | 0.5 | 4 | 1 | Nm3/H | - | 28 | 0.495 | 1 | AS1A | 3/4 | - | 3/4 | 150 RF | [10 empty] | set press 50 mmH2O | 25
259 | PCV-4173 | TK-411 NGB | TK-411 | Y693 | J113869 | Nippon Fisher |  |  | P205-01100 | N2 | 40 | 0.5 | 30 | 1 | Nm3/H | - | 28 | 0.495 | 1 | AG1C | 1.5 | - | 1.5 | 150 RF | [10 empty] | set press 50 mmH2O | 41
260 | PCV-4181-1 | LO SUPPLY PRSS. CONTROL | C-412 |  |  | - |  |  |  | OIL | 52 | 2.5 | - | - | - | - | - | - | - |  |  | - | - | - |  | - | [9 empty] | 41
261 | PCV-5151 | TK-511 NGB | TK-511 | Y690 | J113870 | Nippon Fisher |  |  | P205-01100 | N2 | 40 | 0.5 | 6 | 1 | Nm3/H | - | 28 | 0.495 | 1 | AG1C | 3/4 | - | 3/4 | 150 RF | [10 empty] | set press 50 mmH2O | 51
262 | PCV-6151 | TK-611 NGB | T-620/ T-630 | Y690 | J113871 | Nippon Fisher |  |  | P205-01100 | N2 | 40 | 0.5 | 5 | 1 | Nm3/H | - | 28 | 0.495 | 1 | AG1C | 1 | - | 1 | 150 RF | [10 empty] | set press 50 mmH2O | 61
263 | PCV-6611 | [7 empty] | CO2 LIQ | [26 empty] | 66
264 | PCV-6612 | [7 empty] | CO2 LIQ | [26 empty] | 66
265 | PCV-7251A | TK-721 NGB | TK-721 | 1190 | J113872 | Nippon Fisher |  |  | P205-01500 | N2 | AMB | 0.5 | 150 | 3 | Nm3/H | - | 28 | 0.495 | 1 | AG1A | 2 | - | 1 | 150 RF | [10 empty] | set press 50 mmH2O | 72
266 | PCV-7251B | TK-722 NGB | TK-722 | 1190 | J113873 | Nippon Fisher |  |  |  | N2 | AMB | 0.5 | 150 | 3 | Nm3/H | - | 28 | 0.495 | 1 | AG1A | 2 | - | 1 | 150 RF | [10 empty] | set press 50 mmH2O | 72
267 | PCV-7252A | TK-723 NGB | TK-723 | 1190 | J113874 | Nippon Fisher |  |  |  | N2 | AMB | 0.5 | 150 | 3 | Nm3/H | - | 28 | 0.495 | 1 | AG1A | 2 | - | 1 | 150 RF | [10 empty] | set press 50 mmH2O | 72
268 | PCV-7252B | TK-724 NGB | TK-724 | 1190 | J113875 | Nippon Fisher |  |  | P205-01200 | N2 | AMB | 0.5 | 150 | 3 | Nm3/H | - | 28 | 0.495 | 1 | AG1A | 2 | - | 1 | 150 RF | [10 empty] | set press 50 mmH2O | 72
269 | PCV-7253A | TK-725 NGB | TK-725 | 1190 | J113876 | Nippon Fisher |  |  |  | N2 | AMB | 0.5 | 150 | 3 | Nm3/H | - | 28 | 0.495 | 1 | AG1A | 2 | - | 1 | 150 RF | [10 empty] | set press 50 mmH2O | 72
270 | PCV-7253B | TK-726 NGB | TK-726 | 1190 | J113877 | Nippon Fisher |  |  |  | N2 | AMB | 0.5 | 150 | 3 | Nm3/H | - | 28 | 0.495 | 1 | AG1A | 2 | - | 1 | 150 RF | [10 empty] | set press 50 mmH2O | 72
271 | PCV-8551 | FNG PRESSURE | INCENERATOR |  |  | Fushiman |  |  | P205-01300 | Natural gas | 15.6 | 3.5 | 150 | 120 | Nm3/H | - | - | - | - | AG1C | 2 | PRV | 2 | 150 RF | [11 empty] | 85
272 | PCV-8552 | LPS PRESSURE | INCENERATOR |  |  | Fushiman |  |  | P205-01200 | Steam | Sat. | 4 | 125 | - | Nm3/H | - | - | - | - | AG1B | 1.5 | PRV | 1.5 | 150 RF | [11 empty] | 85
273 | PCV-8553 | GPI PRESSURE | INCENERATOR |  |  | Fushiman |  |  | P205-01300 | Inst. Air | 20 | 7 | 8.9 | - | Nm3/H | - | - | - | - | AG2A | 1 | PRV | 1 | 150 RF | [11 empty] | 85
274 | PCV-8554 | BFW PRESSURE | INCENERATOR |  |  | Fushiman |  |  |  | BFW | 100 | 24 | 4 | - | L/H | - | - | - | - | BG4A | 3/4 | PRV | 3/4 | 300 RF | [11 empty] | 85
275 | PCV-8555 | BFW PRESSURE | INCENERATOR |  |  | Fushiman |  |  | P205-01300 | BFW | 100 | 6 | 4 | - | L/H | - | - | - | - | BG4A | 3/4 | PRV | 3/4 | 150 RF | [11 empty] | 85
276 | PCV-9651A | TK-961A NGB | TK-961A | Y693 | J113878 | Nippon Fisher |  |  |  | N2 | AMB | 0.5 | 60 | 3 | Nm3/H | - | 28 | 0.495 | 1 | AG1C | 1.5 | - | 1.5 | 150 RF | [10 empty] | set press 50 mmH2O | 96
277 | PCV-9651B | TK-961B NGB | TK-961B | Y693 | J113879 | Nippon Fisher |  |  | P205-01500 | N2 | AMB | 0.5 | 60 | 3 | Nm3/H | - | 28 | 0.495 | 1 | AG1C | 1.5 | - | 1.5 | 150 RF | [10 empty] | set press 50 mmH2O | 96
278 | PCV-9900 | [34 empty] | 99
279 | PCV-9909 | [34 empty] | 99
280 | PCV-9951 | GPI TO GPA HEADER |  | 98H | J113880 | Nippon Fisher |  |  |  | AIR | AMB | 5.5~8 | 100 | 0 | Nm3/H | - | 29 | 0.5 | 5 | AG1A | 3 | - | 2 | 150 RF | [10 empty] | set press 5 kg/cm2G | 99
281 | PV-0101 | NATURAL GAS VENT FROM R-011 | R-011 | 501G | V26C45-023 | Koso |  |  |  | PROCESS GAS | 360 | 15.8 | 4300 | 0 | Nm3/H | 6 | 19.2 | 15.75 | 21 | BG3A | 4 | GLOBE | 4 | 300 RF |  | CLOSE |  | 125 | C, S, E | *** | Klik |  |  |  |  | 1 | OK
282 | PV-0104 | R-012 VENTING GAS | R-012 | C99472/07 | 17725 | Leed valve |  |  | P205-72200 | Mix NG + steam + CO | [9 empty] | CrMO | 6 | Globe | 6 | 600 RF |  | CLOSE |  | 125 | C, S, E | *** | Klik |  |  |  | Tidak dipakai sejak thn 2021 (non active) | 1
283 | PV-0107 | B-011 SUCTION | B-011 | [5 empty] | P205-70200 | AIR | - | - | - | - | - | - | - | - | - | - | - | - | - | - |  | LOCK (CLOSE) | [8 empty] | P/P | 1
284 | PV-0111 | B-012 SUCTION | B-012 | [5 empty] | P206-96100 | FLUE GAS | - | - | - | - | - | - | - | - | - | - | - | - | - | - |  | LOCK (CLOSE) |  | 125 | C, S, E | *** | Klik |  |  |  | P/P | 1
285 | PV-0114 | OFFGAS VENT | Syn gas Lt2 | 501G | V26C45-256 | Koso |  |  |  | OFF GAS | 20 | 2 | 2000 | 0 | Nm3/H | 2.47 | 20.13 | 1.95 | 3.8 | AG1C | 4 | GLOBE | 4 | 150 RF |  | CLOSE | [9 empty] | 1 | OK
286 | PV-0121 | D-011 MP STEAM VENT | Syn gas Lt2 | 501G | V26C45-023 | Koso |  |  |  | MP STEAM | 205 | 16.5 | 28000 | 0 | Kg/H | 8.5 | 18.02 | 16.3 | 18.5 | BG4A | 8 | GLOBE | 8 | 300 RF |  | CLOSE | [9 empty] | 1 | OK
287 | PV-0124 | PROCESS GAS VENT (D-012 OUT) | Syn gas Lt2 | 501G | V26C45-026 | Koso |  |  | P205-02300 | PROCESS GAS | 50 | 8.4 | 37000 | 0 | Nm3/H | 3.88 | 11.3 | 7.9 | 11 | AS1A | 6 | GLOBE | 6 | 150 RF |  | CLOSE |  | 125 | C, S, E | *** | Klik |  |  |  |  | 1 | OK
288 | PV-0125 | MP STEAM EXSPORT | Syn gas Lt2 | 710E | V26C45-027 | Koso |  |  |  | MP STEAM | 205 | 16.2 | 36000 | 27942 | Kg/H | 8.5 | 18.02 | 0.3 | 2.5 | BG4A | 12 | ROTARY | 12 | 300 RF |  | CLOSE | [9 empty] | 1 | OK
289 | PV-0155 | [7 empty] | P205-70800 | [25 empty] | S1 | 1
290 | PV-0205 | C-012 DISCH VENT | Syn gas Lt2 | 501G | V26C45-028 | Koso |  |  | P205-02200 | CO2 | 136 | 15 | 2000 | 0 | Nm3/H | 20.12 | 43.61 | 14.95 | 17 | BS1A | 2 | GLOBE | 3 | 300 RF |  | CLOSE | [9 empty] | 2 | OK
291 | PV-0206-1 | C-012 SUCTION VENT | Syn gas Lt2 | 501G | V26C45-029 | Koso |  |  |  | CO2 | 40 | 1.5 | 2000 | 0 | Nm3/H | 4.17 | 43.18 | 1.5 | 4 | AS1A | 4 | GLOBE | 4 | 150 RF |  | CLOSE | [9 empty] | 2 | OK
292 | PV-0206-2 | C-012 "KICK BACK" | Syn gas Lt2 | 501G | V26C45-030 | Koso |  |  | P205-02300 | CO2 | 136 | 15 | 1200 | 0 | Nm3/H | 20.12 | 43.61 | 13.4 | 15 | BS1A | 3 | GLOBE | 2 | 300 RF |  | CLOSE | [9 empty] | 2 | OK
293 | PV-0206B-2 | C-012B disharge (Revamping) | C-012B | AGVM |  | Azbil | INS00398 |  | M354-00160 | CO2 | 136 | 12 | 700 | 400 | Nm3/h | - | 43.61 | 13.4 | 15 |  | 3 | Globe | 3 | 300 RF |  | CLOSE | [9 empty] | 2
294 | PV-0211-1 | C-013 SUCTION VENT | Syn gas Lt2 | 501G | V26C45-031 | Koso |  |  | P205-02400 | PROCESS GAS | 43 | 8.1 | 27000 | 0 | Nm3/H | 3.13 | 9.2 | 7.8 | 11 | AG1C | 8 | GLOBE | 6 | 150 RF |  | CLOSE |  | 5 | C, S, E | * | [5 empty] | 2 | OK
295 | PV-0211-2 | C-013 "KICK BACK " | C-012 | 501D | V26C45-032 | Koso |  |  |  | PROCESS GAS | 42 | 23.8 | 17500 | 0 | Nm3/H | 8.43 | 9.14 | 15.7 | 18.5 | BG3A | 6 | GLOBE | 4 | 300 RF |  | CLOSE | [9 empty] | 2 | OK
296 | PV-0301 | C-013 DISCHARGE VENT | Syn gas Lt2 | 501G | V26C45-257 | Koso |  |  |  | PROCESS GAS | 42 | 23.8 | 26348 | 0 | Nm3/H | 8.43 | 9.14 | 23.6 | 26.5 | BG3A | 6 | GLOBE | 8 | 300 RF |  | CLOSE | [9 empty] | 3 | OK
297 | PV-0307-1 | C-011 SUCTION VENT | Syn gas Lt2 | 501G | V26C45-258 | Koso |  |  |  | H2 | 47 | 9 | 6545 | 0 | Nm3/H | 0.71 | 2.03 | 8.95 | 12 | AG1C | 3 | GLOBE | 2 | 150 RF |  | CLOSE |  | 5 | C, S, E | * | [5 empty] | 3 | OK
298 | PV-0307-2 | C-011 "KICK BACK" | C-012 | 501T | V26C45-259 | Koso |  |  |  | H2 | 42 | 42 | 4000 | 0 | Nm3/H | 3.09 | 2.03 | 32.9 | 34.5 | DG3A | 2 | GLOBE | 1.5 | 600 RF |  | CLOSE | [9 empty] | 3 | OK
299 | PV-0311 | C-011 DISCHARGE VENT | Syn gas Lt2 | 501T | V26C45-260 | Koso |  |  |  | H2 | 42 | 42 | 6365 | 0 | Nm3/H | 3.09 | 2.03 | 41.95 | 46.5 | DG3A | 2 | GLOBE | 1.5 | 600 RF |  | CLOSE | [9 empty] | 3 | OK
300 | PV-0323 | MEMBRANE PERMEATE | PSA/ MEMBRANE | 3" 830W-1122HBXZ - B1JU8/35 - ND9103HX |  | Neles J. | 90013213 | 67473000 | P206-85100 | Gas | 75 | 11 | - | 8902 | Nm3/h | - | 3.11 | 0.075 | - | B2A1 | 3 | BUTTERFLY | 3 | 300LBS WAFER |  |  |  | 125 | C, S, E | *** | Klik |  |  |  |  | 3
301 | PV-0324 | PSA FEED TO FLARE | PSA/ MEMBRANE | Mark One | S/N. 743935.003 | Valtek | MTL14345 | 145715300 |  | Gas | 45 | 10.8 | - | 8895 | Nm3/h | - | 3.11 | 3.76 | - | B2A1 | 2 | GLOBE | 2 | 300LBS |  |  |  | 125 | C, S, E | *** | Klik |  |  |  |  | 3
302 | PV-0325-2 | PSA OFF GAS | PSA/ MEMBRANE | 3" 830W-1122HBXZ - B1JU8/35 - QN45A05HDM-PL4 |  | Neles J. | 90013214 | 53773000 | P206-85100 | Off gas | 40 | 1.3 | - | 2350 | Nm3/h | - | 6.11 | 0.03 | - | B2A1 | 4 | BUTTERFLY | 4 | 150LBS WAFER |  |  |  | 125 | C, S, E | *** | Klik |  |  |  |  | 3
303 | PV-0326 | PSA PRODUCT | PSA/ MEMBRANE | 3" 830W-1122HBXZ - B1JU8/35 - ND9103HX |  | Neles J. | 90013213 | 67473000 | P206-85100 | Hydrogen | 50 | 10 | - | 6545 | Nm3/h | - | 2.02 | 0.1 | - | B2A1 | 3 | BUTTERFLY | 3 | 300LBS WAFER |  |  |  | 125 | C, S, E | *** | Klik |  |  |  |  | 3
304 | PV-0327 | MEMBRANE OFF GAS | PSA/ MEMBRANE | 3" 830W-1122HBXZ - B1JU8/35 - ND9103HX |  | Neles J. | 90013213 | 67473000 | P206-85100 | Off gas | 75 | 1.7 | - | 4818 | Nm3/h | - | 4.85 | 0.4 | - | B2A1 | 3 | BUTTERFLY | 3 | 300LBS WAFER |  |  |  | 125 | C, S, E | *** | Klik |  |  |  |  | 3
305 | PV-0328-1 | MEMBRANE OXO GAS | PSA/ MEMBRANE | 4" 830W-1122HBXZ - B1JU10/35 - ND9103HX |  | Neles J. | 90013214 | 70213000 | P206-85100 | Gas | 40 | 23 | - | 12807 | Nm3/h | - | 15.06 | 0.1 | - | B2A1 | 4 | BUTTERFLY | 4 | 300LBS WAFER |  |  |  | 5 | C, S, E | * | [5 empty] | 3
306 | PV-0328-2 | MEMBRANE OXO GAS TO FLARE | PSA/ MEMBRANE | Mark One | S/N. 743935.004 | Valtek | MTL14346 | 149314200 | P206-92100 | Gas | 40 | 22.6 | - | 12807 | Nm3/h |  | 15.06 | Critical | - | B2A1 | 2 | GLOBE | 2 | 300LBS |  |  |  | 5 | C, S, E | * | [5 empty] | 3
307 | PV-1002A | E-101 OUTHWR | Lt2 E-101 | AGVB |  | Azbil | MTL21576 |  | M354-00162 | HWR | 58 | 7.1 | 95200 | 89000 | Kg/H | 985 | - | 4 | 8.17 | AG1B | 5 | GLOBE | 3 | 150 RF | 2011-07-07 | CLOSE | [9 empty] | 10 | OK
308 | PV-1002B | D-101 VENT | Lt3 D-101 | 501G | V26C45-262 | Koso |  |  |  | PPY | 10 | 7 | 2 | - | T/H | 16.28 | - | 5.33 | 25 | BG3A | 1 | GLOBE | 1.5 | 300 RF |  | CLOSE | [9 empty] | 10 | OK
309 | PV-1003 | PPY FROM P-711A/B | Lt1 D-951 | 501T | V26C45-187 | Koso |  |  | M323-20160 | PPY | 40 | 22 | - | 11860 | Kg/H | 464 | - | 0.5 | 29 | BG3A | 4 | GLOBE | 3 | 300 RF |  | CLOSE | [9 empty] | 10 | OK
310 | PV-1103A | D-118 NGS | Lt3 D-118 | 551T | V26C45-188 | Koso |  |  | M354-00160 | N2 | 40 | 6 | 20 | 2 | Nm3/H | 8.29 | 28 | 4 | 6 | AG1A | 3/4 | GLOBE | 3/4 | 150 RF |  | CLOSE | [9 empty] | 11 | OK
311 | PV-1103B | D-118 PURGE | Lt3 D-118 | 551T | V26C45-189 | Koso |  |  | M354-00162 | N2 | 68 | 2 | 20 | 2 | Nm3/H | 8.29 | 28 | 1.95 | 2 | AG1B | 1 | GLOBE | 1 | 150 RF |  | CLOSE | [9 empty] | 11 | OK
312 | PV-1201 | GOX TO T-120 | Lt2 T-250 | 501G | V26C45-190 | Koso |  |  |  | CO,H2 | 40 | 21.6 | - | 11866 | Nm3/H | 12.8 | 14.9 | 2.6 | 22 | BG3A | 5 | GLOBE | 3 | 300 RF |  | CLOSE | [9 empty] | 12 | OK
313 | PV-1202 | S-125 PURGE GAS | Lt3 S-125 | 551T | V26C45-191 | Koso |  |  | P205-10100 | PURGE GAS | 20 | 4.5 | - | 180 | Nm3/H | 4.75 | 21.3 | 2.5 | 4.5 | AG1C | 1.5 | GLOBE | 1.5 | 150 RF |  | CLOSE | [9 empty] | 12 | OK
314 | PV-1301 | S-135 PURGE GAS | Lt3 S-125 | 501D | V26C45-192 | Koso |  |  | P205-10100 | PURGE GAS | 20 | 14.8 | 1174 | 587 | Nm3/H | 13.7 | 20.6 | 12.8 | 15 | BG3A | 1.5 | GLOBE | 1.5 | 300 RF |  | CLOSE | [9 empty] | 13 | OK
315 | PV-1501 | C-150 "KICK-BACK" | Lt1 C-150 | 501G | V26C45-193 | Koso |  |  | P205-10200 | OXO GAS | 20 | 5.8 | 800 | 0 | Nm3/H | 11.9 | 39.7 | 5.77 | 5.8 | AS1A | 2.5 | GLOBE | 2 | 150 RF |  | CLOSE | [9 empty] | 15 | OK
316 | PV-1503 | D-152 TO FGS | Lt1 E-412 | 551T | V26C45-194 | Koso |  |  | P205-10400 | OXO GAS | 20 | 5.8 | 800 | 358 | Nm3/H | 11.9 | 39.7 | 3.8 | 5.8 | AS1A | 2 | GLOBE | 1.5 | 150 RF |  | CLOSE | [9 empty] | 15 | OK
317 | PV-1601 | E-162 TO LPC | Lt1 T-160 | 551T | V26C45-195 | Koso |  |  | P205-10400 | H2O | 133 | 2 | 11500 | 1000 | Kg/H | 931 | - | 1.8 | 6 | AG1B | 4 | GLOBE | 2 | 150 RF |  | CLOSE | [9 empty] | 16 | OK
318 | PV-2101 | NGB TO T-120 | Lt4 E-315 | 551T | V26C45-196 | Koso |  |  | P205-10300 | N2 | 40 | 0.5 | 20 | 3 | Nm3/H | - | 28 | 1.4 | 2 | AG1D | 3/4 | GLOBE | 3/4 | 150 RF |  | CLOSE | [9 empty] | 21 | OK
319 | PV-2301A | J-435 BYPASS | Lt3 A-230 | 520T | V26C45-197 | Koso |  |  | P205-10500 | GHY | 45 | 41.8 | 100 | 0 | Nm3/H | 3.09 | 2.08 | 21.8 | 42 | DG3A | 3/4 | GLOBE | 3/4 | 600 RF |  | CLOSE | [9 empty] | 23 | OK
320 | PV-2301B | NGS TO T-320 | Lt3 A-230 | 520T | V26C45-198 | Koso |  |  | P205-10500 | GHY | 48 | 20 | 100 | 0 | Nm3/H | 1.59 | 2.08 | 19.9 | 20 | BS1A | 3/4 | GLOBE | 3/4 | 300 RF |  | OPEN | [9 empty] | 23 | OK
321 | PV-3201A | D-230 GHY | Lt4 E-315 | 551T | V26C45-199 | Koso |  |  | P205-10700 | H20 VAPOR | 101 | 0.02 | - | 6.82 | Kg/H | 0.608 | 18.02 | 0.96 | 1.5 | AG1D | 1 | GLOBE | 1 | 150 RF |  | CLOSE | [9 empty] | 32 | OK
322 | PV-3201B | NGS TO T-320 | Lt4 E-315 | 551T | V26C45-200 | Koso |  |  | P205-10700 | N2 | 40 | 0.5 | 10 | 0 | Nm3/H | - | 28 | 1.4 | 2 | AG1D | 3/4 | GLOBE | 3/4 | 150 RF |  | CLOSE | [9 empty] | 32 | OK
323 | PV-4101 | D-411 TO FGS | Lt3 E-416 | 551T | V26C45-201 | Koso |  |  | P205-20100 | H2,N2 | 20 | 2.3 | - | 327 | Nm3/H | 0.44 | 2.87 | 0.3 | 2.8 | AG1C | 2 | GLOBE | 1.5 | 150 RF |  | CLOSE | [9 empty] | 41 | OK
324 | PV-4103 | R-410 FEED GHY | Lt2 E-413 | 501T | V26C45-202 | Koso |  |  | P205-20200 | H2 | 45 | 41.6 | - | 4709 | Nm3/H | 3.09 | 2.08 | 1.6 | 42 | DG3A | 3 | GLOBE | 1.5 | 600 RF |  | CLOSE | [9 empty] | 41 | OK
325 | PV-4104 | D-412 TO E-415 | Lt3 E-415 | 551T | V26C45-203 | Koso |  |  | P205-20200 | H2,N2 | 129 | 4.5 | - | 323 | Nm3/H | 1.1 | 2.99 | 1.2 | 4.5 | AS1A | 2 | GLOBE | 1 | 150 RF |  | CLOSE | [9 empty] | 41 | OK
326 | PV-4201 | T-420 TO J-435 | Lt4 E-315 | 551T | V26C45-204 | Koso |  |  | P205-20300 | STM,H2 | 20 | 0.19Kg/cm2A | - | 27.2 | Nm3/H | 0.05 | 5.84 | 0.11 | 0.94 | AG1D | 2.5 | GLOBE | 1.5 | 150 RF |  | CLOSE | [9 empty] | 42 | OK
327 | PV-4301A | T-430 TO J-435 | Lt4 E-315 | 551T | V26C45-205 | Koso |  |  | P205-20300 | 2EH VAPOR | 100 | 0.2Kg/cm2A | 12 | 6 | Nm3/H | 0.774 | 130 | 0.11 | 0.94 | AG1D | 2 | GLOBE | 1.5 | 150 RF |  | CLOSE | [9 empty] | 43 | OK
328 | PV-4301B | NGB TO T-430 | Lt4 E-315 | 551T | V26C45-206 | Koso |  |  | P205-20300 | N2 | 40 | 0.5 | 12 | 6 | Nm3/H | - | 28 | 1.3 | 2 | AG1D | 3/4 | GLOBE | 3/4 | 150 RF |  | CLOSE | [9 empty] | 43 | OK
329 | PV-5101 | D-511 TO FGS | Lt3 E-516 | 551T | V26C45-207 | Koso |  |  | P205-30200 | H2,N2 | 20 | 2.3 | - | 51.3 | Nm3/H | 0.36 | 2.32 | 0.3 | 2.8 | AG1C | 1.5 | GLOBE | 1 | 150 RF |  | CLOSE | [9 empty] | 51 | OK
330 | PV-5102 | R-510 FEEF GHY | Lt2 E-514 | 501T | V26C45-208 | Koso |  |  | P205-30200 | GHY | 45 | 41.8 | - | 829 | Nm3/H | 3.09 | 2.08 | 0.5 | 42 | DG3A | 1.5 | GLOBE | 1 | 600 RF |  | CLOSE | [9 empty] | 51 | OK
331 | PV-5104 | D-512 TO E-515 | Lt3 E-516 | 551T | V26C45-209 | Koso |  |  |  | H2,NBA | 106 | 4.5 | - | 49.6 | Nm3/H | 0.53 | 2.59 | 0.5 | 4.5 | AS1A | 1.5 | GLOBE | 1 | 150 RF |  | CLOSE | [9 empty] | 51 | OK
332 | PV-6101 | D-611 TO FGS | Lt3 E-615 | 551T | V26C45-210 | Koso |  |  |  | H2,IBA | 20 | 2.3 | - | 52 | Nm3/H | 0.66 | 2.98 | 0.3 | 2.8 | AG1C | 1 | GLOBE | 1 | 150 RF |  | CLOSE | [9 empty] | 61 | OK
333 | PV-6102 | R-6100 FEED GHY | Lt2 E-614 | 501T | V26C45-211 | Koso |  |  |  | GHY | 45 | 41.8 | - | 672 | Nm3/H | 3.12 | 2.07 | 0.5 | 42 | DG3A | 1.5 | GLOBE | 1 | 600 RF |  | CLOSE | [9 empty] | 61 | OK
334 | PV-7105A | PPY VAPOR TO -711 | P-712 | 501G | V26C45-240 | Koso |  |  | P205-50100 | PPY VAPOR | 15 | 8.2 | 1.79 | 0 | T/H | 18.71 | 42.2 | 0.1 | 4 | BG3A | 3 | GLOBE | 3 | 300 RF |  | CLOSE | [9 empty] | 71 | OK
335 | PV-7105B | D-715 PPY VENT | P-712 | 501G | V26C45-241 | Koso |  |  | P205-50100 | PPY VAPOR | 15 | 8.2 | 1.79 | 0 | T/H | 18.71 | 42.2 | 8.15 | 18.7 | BG3A | 3 | GLOBE | 2 | 300 RF |  | CLOSE | [9 empty] | 71 | OK
336 | PV-7107 | PPL recovery | Tank Yard |  |  | NIGATA MASONEILAN |  |  | P206-85100 | Propylene | - | - | - | - | - | - | - | - | - |  | 2 | GLOBE | 2 | 300 RF | [10 empty] | Ex. PWD (PIC-124) | 71
337 | PV-7109 | [7 empty] | P206-99100 | [26 empty] | 71
338 | PV-9203 | MPSTO LPS HEADER | Syn gas Lt2 | 501D | V26C45-242 | Koso |  |  | P205-50300 | MPS | 204 | 16 | 26.6 | 21.2 | T/H | 8.41 | 18.02 | 11.5 | 18 | BG4A | 10 | GLOBE | 8 | 300 RF |  | CLOSE | [9 empty] | 92 | OK
339 | PV-9204-2 | MPS VENT | Lt1 D-951 | 501G | V26C45-253 | Koso |  |  | P205-50300 | MPS | 205 | 16 | 28 | 0 | T/H | 8.41 | 18.02 | 15.8 | 18 | BG4A | 8 | GLOBE | 8 | 300 RF |  | CLOSE | [9 empty] | 92 | OK
340 | PV-9207 | LPS TO 921 | P-921A/ B | 501D | V26C45-243 | Koso |  |  | P205-50300 | LPS | 155 | 4.3 | 5.45 | 2.48 | T/H | 2.87 | 18.02 | 2.3 | 6 | AG1B | 6 | GLOBE | 4 | 150 RF |  | CLOSE | [9 empty] | 92 | OK
341 | PV-9503 | PGL FLARE IN NGS | Lt1 D-951 | 551T | V26C45-244 | Koso |  |  | P205-50400 | N2 | 40 | 6 | 100 | 0 | Nm3/H | - | 28 | 5.98 | 6 | AG1A | 3/4 | GLOBE | 3/4 | 150 RF |  | CLOSE | [9 empty] | 95 | OK
342 | PV-9601 | PNG TO FNG HEADER | Lt1 B-012 | 501D | V26C45-245 | Koso |  |  | P205-50400 | PNG | AMB | 12.6 | - | 1.791 | Nm3/H | - | 19.65 | 9.1 | 18.3 | BG3A | 3 | GLOBE | 2 | 300 RF |  | CLOSE | [9 empty] | 96 | OK
343 | PV-9601-2 |  | C-008 | [32 empty] | 96
344 | PV-9604 | C -009 RETURN | C-009 | 501G | V26C45-246 | Koso |  |  | P205-50500 | PNG | AMB | 17.2 | 3200 | 0 | Nm3/H | - | 19.65 | 4.4 | 8 | BG3A | 2.5 | GLOBE | 2 | 300 RF |  | OPEN | [9 empty] | 96 | OK
345 | PV-9605 | Pressure FOL FROM TK-961A/B |  |  |  | Koso |  |  |  | FOL | 40 | 15 | 1,6 | 1,1 | Nm3/H | 0,806 |  | 14.995 | 30 |  |  | GLOBE | 3/4X3/8 | 300 RF | Áug 2024 | [9 empty] | Ex Local control |  | OK
346 | PV-9606 | H-923 Pressure FOL | H-923 | Mark One |  | Valtek |  |  |  | FOL | [10 empty] | 2 | GLOBE | 2 | 300LBS | Áug 2024 | [9 empty] | Ex. KV-0423 |  | OK
347 | PV-9605 | FOL to H-921 | C-009 | [6 empty] | FOL | AMB | 15 | 2 | 1.1 | m3/H | 0.806 | - | 14.995 | 30 |  |  | GLOBE |  | 300 RF |  | OPEN | [9 empty] | 96 | OK
348 | PV-9902 | NGB TO OCTANOL | Lt1 Rack Room | 551T | V26C45-247 | Koso |  |  | P205-60100 | N2 | 40 | 6 | 210 | 44 | Nm3/H | - | 28 | 5.5 | 6 | AG1A | 3 | GLOBE | 2 | 150 RF |  | OPEN | [9 empty] | 99 | OK
349 | PV-9905 | N2 from PKG |  | Mark One |  | Valtek | [18 empty] | Áug 2024 | [11 empty] | OK
350 | PV-9906 | NGB TO TANK YARD | P-723A/ B | 551T | V26C45-248 | Koso |  |  | P205-60100 | N2 | AMB | 6 | 150 | 18 | Nm3/H | - | 28 | 5.5 | 6 | AG1A | 1.5 | GLOBE | 1 | 150 RF |  | OPEN | [9 empty] | 99 | OK
351 | TV-01 | MPC to sewer | Pilot plant | [6 empty] | Steam | [25 empty] | 1
352 | TV-0108 | E-014 BYPASS NATURAL GAS | E-016 | 710E | V26C45-033 | Koso |  |  |  | NG | 15.6 | 17.7 | 6600 | 0 | Nm3/H | 15.2 | 19.2 | 0.2 | 1.5 | BG3A | 6 | ROTARY | 6 | 300 RF |  | LOCK (OPEN) | [9 empty] | 1 | OK
353 | TV-0142 | Out E-010 (revamping) | E-010 | C99471/07 | 17723 | Leed valve |  |  |  | Mix NG + steam + CO | 500 | 14 | 37000 | 28000 | Nm3/h | - | 1.5 | 0.2 | 26.92 | CrMO | 10 | Butterfly | 10 | 600 RF |  | CLOSE | [9 empty] | 1
354 | TV-0149 | Out E-010B (Revamping) | E-010B | C99471/07 | 17724 | Leed valve |  |  |  | Mix NG + steam + CO | 500 | 14 | 37000 | 28000 | Nm3/h | - | 1.5 | 0.2 | 21.55 | CrMO | 10 | Butterfly | 10 | 600 RF |  | CLOSE | [9 empty] | 1
355 | TV-0321 | MEMBRANE HEATER BYPASS | PSA/ MEMBRANE | 6" 830W-1122HBXZ - B1JAU10 - ND9103HX |  | Neles J. | 90013248 | 95900000 | P206-85100 | Gas | 42 | 25 | - | 26519 | Nm3/h | - | 6.16 | 0.1 | - |  | 6 | BUTTERFLY | 6 | 300LBS WAFER |  |  |  | 125 | C, S, E | *** | Klik |  |  |  |  | 3
356 | TV-1005 | E-102 HWS | Lt2 E-102 | 501T | V26C45-212 | Koso |  |  | P205-02600 | HWS | 68 | 7.6 | - | 12300 | Kg/H | 979 | - | 4 | 8.17 | BG4A | 2 | GLOBE | 1.5 | 300 RF |  | CLOSE | [9 empty] | 10 | OK
357 | TV-1105 | E-118 OUT HWS | Lt2 D-255 | 530F | V26C45-213 | Koso |  |  | M354-00162 | HWS | 45 | 7.2 | - | 264000 | Kg/H | 991 | - | NIL | 1.5 | AG1B | 8 | 3-WAY(MIX.) | 8 | 150 RF |  | SIDE TO SIDE | [9 empty] | 11 | OK
358 | TV-1201 | E-0121 LPS | Lt3 E-121 | 551T | V26C45-214 | Koso |  |  | P205-10200 | LPS | 155 | 4.3 | - | 505 | Kg/H | 2.42 | 18.02 | 0.3 | 6 | AG1B | 4 | GLOBE | 3 | 150 RF |  | CLOSE | [9 empty] | 12 | OK
359 | TV-1407 | E-143 OUT | E-143 | 530F | V26C45-215 | Koso |  |  | P205-10200 | TOL,TPP | 50 | 19 | - | 61500 | Kg/H | 946.5 | - | NIL | 1.5 | BS1A | 4 | 3-WAY (MIX.) | 4 | 300 RF |  | SIDE TO SIDE | [9 empty] | 14 | OK
360 | TV-3102 | E-313 OUT | Lt2 E-313 | 530F | V26C45-216 | Koso |  |  | P205-10700 | H2O,NAOH | 49 | 2.6 | - | 17321 | Kg/H | 981 | - | NIL | 2.37 | AS1A | 3 | 3-WAY(MIX) | 3 | 150 RF |  | SIDE TO SIDE | [9 empty] | 31 | OK
361 | TV-3104 | R-311 JUCKET LPS | Lt3 R-311 | 551T | V26C45-217 | Koso |  |  | P205-10700 | LPS | 155 | 4.3 | 500 | 250 | Kg/H | 2.42 | 18.02 | 0.3 | 6 | AG1B | 2 | GLOBE | 2 | 150 RF |  | CLOSE | [9 empty] | 31 | OK
362 | TV-4102 | E-411 MPS | Lt3 E-411 | 501G | V26C45-218 | Koso |  |  | P205-20100 | MPS | 204 | 15.5 | - | 2450 | Kg/H | 7.67 | 18.02 | 0.5 | 18 | BG4A | 3 | GLOBE | 3 | 300 RF |  | CLOSE | [9 empty] | 41 | OK
363 | TV-4115 | E-413 IN | Lt2 E-413 | 520F | V26C45-219 | Koso |  |  | P205-10100 | 2EH,2EHHB | 124 | 4.5 | - | 31664 | Kg/H | 733 | - | 0.2 | 1 | AS1A | 5 | 3- WAY(DIV) | 5 | 150 RF |  | SIDE TO SIDE | [9 empty] | 41 | OK
364 | TV-5102 | E-511 MPS | Lt3 E-511 | 501T | V26C45-220 | Koso |  |  | P205-30200 | MPS | 204 | 15.5 | - | 730 | Kg/H | 7.67 | 18.02 | 0.5 | 18 | BG4A | 2 | GLOBE | 2 | 300 RF |  | CLOSE | [9 empty] | 51 | OK
365 | TV-5115 | E-513 IN | Lt2 E-513 | 520F | V26C45-221 | Koso |  |  |  | NBA | 106 | 4.5 | - | 11970 | Kg/H | 729 | - | 0.2 | 1 | AS1A | 3 | 3-WAY (DIV) | 3 | 150 RF |  | SIDE TO SIDE | [9 empty] | 51 | OK
366 | TV-6103 | E-611 MPS | Lt3 E-611 | 501T | V26C45-222 | Koso |  |  |  | MPS | 204 | 15.5 | - | 670 | Kg/H | 7.67 | 18.02 | 0.5 | 18 | BG4A | 2 | GLOBE | 1.5 | 300 RF |  | CLOSE | [9 empty] | 61 | OK
367 | TV-6114 | T-620 TO D-611 | Lt2 E-613 | 520F | V26C45-223 | Koso |  |  |  | IBA,IBAHB | 110 | 4 | 9500 | 7892 | Kg/H | 715 | - | 0.51 | 1.5 | AS1A | 2.5 | 3-WAY(DIV) | 2 | 150 RF |  | SIDE TO SIDE | [9 empty] | 61 | OK
368 | TV-9203 | BFW TO LPS HEADER | Syn gas Lt2 | 520T | V26C45-249 | Koso |  |  | P205-50300 | BFW | 133 | 24 | 440 | 101 | Kg/H | 932 | - | 11 | 25 | BG4A | 3/4 | GLOBE | 3/4 | 300 RF |  | CLOSE | [9 empty] | 92 | OK
369 | TV-9331 | Steam & NAoH dillution | DEMIN WATER |  |  | Burket |  |  | M354-00162 | STEAM | 152 | 4 | - | - | - | - | - | - | - |  |  | CV | 1.5 | 150NPT |  | - | [9 empty] | 93
370 | XV-01 | P-411A/B to E-01 | Pilot plant |  |  | Swagelok |  |  | P206-96100 | [26 empty] | 1
371 | XV-0104 | PROCESS GAS FROM R-011 BLOCK | E-017 | EB22GE |  | KTM |  |  | P205-60100 | NG | 360 | 13.9 | 7200 | 6560 | Nm3/H | 5.3 | 19.2 | 0 | 21 | BG3A | 6 | BALL | 6 | 300 RF | 1997 | CLOSE |  | 125 | C, S, E | *** | Klik |  |  |  |  | 1
372 | XV-0105 | PROCESS GAS FROME-010 BLEED | E-017 | EB12GE |  | KTM |  |  | P205-60100 | PROCESS GAS | 360 | 13.9 | - | 0 | Nm3/H | - | 19.2 | 0 | 21 | BG3A | 1.5 | BALL | 1.5 | 300 RF | 1997 | OPEN |  | 125 | C, S, E | *** | Klik |  |  |  |  | 1
373 | XV-0111 | FUEL GAS TO BURNERS H-011 BLOC | E-016 | E0801S |  | KTM |  |  | P205-60100 | FUEL GAS | 33 | 0.2 | - | 9318 | Nm3/H | 0.41 | 8.64 | 0 | 3.5 | AG1C | 12 | BALL | 12 | 150 RF | 1997 | CLOSE |  | 125 | C, S, E | *** | Klik |  |  |  |  | 1
374 | XV-0112 | FUEL GASTO BURNERS H-011 BLOC | E-016 | E0105 |  | KTM |  |  | P205-60100 | FUEL GAS | 33 | 0.2 | - | 0 | Nm3/H | - | 8.64 | 0 | 3.5 | AG1C | 3/4 | BALL | 3/4 | 150 RF | 1997 | OPEN |  | 125 | C, S, E | *** | Klik |  |  |  |  | 1
375 | XV-0113 | FUEL GAS TO BURNERS H-011 BLOC | E-016 | E0801S |  | KTM |  |  | P205-60100 | FUEL GAS | 33 | 0.2 | - | 9318 | Nm3/H | - | 8.64 | 0 | 3.5 | AG1C | 12 | BALL | 12 | 150 RF | 1997 | CLOSE |  | 125 | C, S, E | *** | Klik |  |  |  |  | 1
376 | XV-0115 | PROCESS GAS VENT | E-026 | E0105 |  | KTM |  |  | P205-60100 | PROCESS GAS | 50 | 8.4 | 403 | 0 | Kg/H | 3.88 | 11.3 | 0 | 11 | AS1A | 1.5 | BALL | 1.5 | 150 RF | 1997 | OPEN |  | 125 | C, S, E | *** | Klik |  |  |  |  | 1
377 | XV-0121 | Outlet R-012 (revamping) | R-012 | C99474/07 | 17728 | Leed valve |  |  | P205-72300 | Mix NG + steam + CO | 500 | 14 | 37000 | 28000 | Nm3/h | - | 1.5 | 0.2 | 26.92 | CrMO | 8 | Butterfly | 8 | 600 RF |  | OPEN |  | 125 | C, S, E | *** | Klik |  |  |  |  | 1
378 | XV-0122 | Process gas from E-010 (revamping) | E-010 | C99473/07 | 17726 | Leed valve |  |  | P205-72300 | Mix NG + steam + CO | 500 | 14 | 37000 | 28000 | Nm3/h | - | 1.5 | 0.2 | 26.92 | CrMO | 10 | Butterfly | 10 | 600 RF |  | CLOSE |  | 125 | C, S, E | *** | Klik |  |  |  |  | 1
379 | XV-0123 | Outlet R-012 (revamping) | R-012 | C99473/07 | 17727 | Leed valve |  |  | P206-80100 | Mix NG + steam + CO | 500 | 14 | 37000 | 28000 | Nm3/h | - | 1.5 | 0.2 | 26.92 | CrMO | 10 | Butterfly | 10 | 600 RF |  | CLOSE |  | 125 | C, S, E | *** | Klik |  |  |  |  | 1
380 | XV-0191 | [7 empty] | P205-70800 | [25 empty] | S3 | 1
381 | XV-0192 | [7 empty] | P205-70800 | [25 empty] | S3 | 1
382 | XV-0193 | [33 empty] | S3 | 1
383 | XV-02 | GHY to R-01 | Pilot plant |  |  | Swagelok |  |  | P205-70200 | GHY | [25 empty] | 2
384 | XV-0203 | MEA SOLUTION FROM T-021 | T-021 | E0801 |  | KTM |  |  | P205-70300 | MEA SOLUTION | 75 | 8.4 | 74000 | 56577 | Kg/H | 984 | - | 0 | 15 | AG1C | 4 | BALL | 4 | 150 RF |  | CLOSE |  | 125 | C, S, E | *** | Klik |  |  |  |  | 2
385 | XV-0321 | MEMBRANE SHUTDOWN | PSA/ MEMBRANE | 6" 830W-1122HBXZ - B1JU12 |  | Neles J. | 90013247 | 42470000 | P205-70800 | Gas | 75 | 24.8 | - | 26519 | Nm3/h | - | 9.16 | 0.05 | - |  | 6 | BUTTERFLY | 6 | 300LBS WAFER |  |  |  | 125 | C, S, E | *** | Klik |  |  |  |  | 3
386 | XV-1001 | GHY TO--R101 | Lt2 E-102 | E0108 |  | KTM |  |  | P205-60200 | GHY | 45 | 41.6 | 100 | 13.4 | Nm3/H | 3.09 | 2.08 | 0 | 42 | DG3A | 3/4 | BALL | 3/4 | 600 RF | 1997 | CLOSE |  | 5 | C, S | * | [5 empty] | 10
387 | XV-1101 | PPY TO R-110 | Lt3 D-101 | E0802 |  | KTM |  |  | P205-60200 | PPY | 52 | 17.5 | - | 11860 | Kg/H | 47.6 | 42.2 | 0 | 21 | DG3A | 5 | BALL | 5 | 600 RF | 1997 | CLOSE |  | 125 | C, S | *** | Klik |  |  |  |  | 11
388 | XV-1102 | T-120 O.H TO-R-110 | Lt2 R-110 | E0822 |  | KTM |  |  | P205-60200 | GOX,PPY | 95 | 19 | - | 18272 | Nm3/H | 17.7 | 26.9 | 0 | 19 | BS1A | 6 | BALL | 6 | 300 RF | 1997 | CLOSE |  | 125 | C, S | *** | Klik |  |  |  |  | 11
389 | XV-1103 | GHY TO T-120 | Lt2 T-250 | E0108 |  | KTM |  |  | P205-60200 | GHY | 45 | 41.6 | - | 110 | Nm3/H | 3.09 | 2.08 | 0 | 42 | DG3A | 1 | BALL | 1 | 600 RF | 1997 | CLOSE |  | 125 | C, S | *** | Klik |  |  |  |  | 11
390 | XV-3101 | R-310 IN | Lt3 R-310 | E0105 |  | KTM |  |  | P205-60400 | NBD | 40 | 2.56 | - | 14454 | Kg/H | 759 | - | 0 | 3.62 | AS1A | 2.5 | BALL | 2.5 | 150 RF | 1997 | CLOSE |  | 125 | C, S | *** | Klik |  |  |  |  | 31
391 | XV-4101 | R-410 FEED | Lt2 D-411 | E0804 |  | KTM |  |  | P205-60400 | 2EH,EPA | 56 | 42.4 | - | 62122 | Kg/H | 802 | - | 0 | 43.5 | DS1A | 4 | BALL | 4 | 600 RF | 1997 | CLOSE |  | 125 | C, S | *** | Klik |  |  |  |  | 41
392 | XV-5101 | R-510 FEED | Lt2 E-513 | E0804 |  | KTM |  |  | P205-60400 | NBA,NBD | 39 | 42.7 | - | 14928 | Kg/H | 793 | - | 0 | 43.8 | DS1A | 3 | BALL | 3 | 600 RF | 1997 | CLOSE |  | 125 | C, S | *** | Klik |  |  |  |  | 51
393 | XV-6101 | R-610 FEED | Lt2 D-625 | E0108 |  | KTM |  |  | P205-60400 | IBA,IBD | 74 | 42.8 | - | 10851 | Kg/H | 752 | - | 0 | 43.8 | DS1A | 2.5 | BALL | 2 | 600 RF | 1997 | CLOSE |  | 125 | C, S | *** | Klik |  |  |  |  | 61
394 | XV-7101 | PPY TO D-711 | D-711 | E0822 |  | KTM |  |  | P205-60400 | PPY | AMB | 18.4 | 200 | - | T/H | 487 | - | 0 | 21 | BG3A | 8 | BALL | 8 | 300 RF | 1997 | CLOSE |  | 5 | C, S, E | * | [5 empty] | 71
395 | XV-7102 | PPY FROM D-711 | D-711 | E0822 |  | KTM |  |  | CO2 LIQ | PPY | AMB | 13.5 | 12.2 | 11.9 | T/H | 487 | - | 0 | 18.7 | BG3A | 6 | BALL | 6 | 300 RF | 1997 | CLOSE |  | 5 | C, S, E | * | [5 empty] | 71
396 | XV-7103 | PPY TO D-712 | D-714 | E0822 |  | KTM |  |  | CO2 LIQ | PPY | AMB | 18.4 | 200 | - | T/H | 487 | - | 0 | 21 | BG3A | 8 | BALL | 8 | 300 RF | 1997 | CLOSE |  | 5 | C, S, E | * | [5 empty] | 71
397 | XV-7104 | PPY FROM D-712 | D-712 | E0822 |  | KTM |  |  | P205-71200 | PPY | AMB | 13.5 | 12.2 | 11.9 | T/H | 487 | - | 0 | 18.7 | BG3A | 6 | BALL | 6 | 300 RF | 1997 | CLOSE |  | 5 | C, S, E | * | [5 empty] | 71
398 | XV-7105 | PPY TO D-713 | D-713 | E0822 |  | KTM |  |  | P205-71200 | PPY | AMB | 18.4 | 200 | - | T/H | 487 | - | 0 | 21 | BG3A | 8 | BALL | 8 | 300 RF | 1997 | CLOSE |  | 5 | C, S, E | * | [5 empty] | 71
399 | XV-7106 | PPY FROM D-713 | D-713 | E0822 |  | KTM |  |  | P205-71200 | PPY | AMB | 13.5 | 12.2 | 11.9 | T/H | 487 | - | 0 | 18.7 | BG3A | 6 | BALL | 6 | 300 RF | 1997 | CLOSE | [9 empty] | 71
400 | XV-7107 | PPY FROM D-714 | D-714 | E0822 |  | KTM |  |  | P205-71200 | PPY | AMB | 18.4 | 200 | - | T/H | 487 | - | 0 | 21 | BG3A | 8 | BALL | 8 | 300 RF | 1997 | CLOSE | [9 empty] | 71
401 | XV-7108 | PPY FROM D-714 | D-714 | E0822 |  | KTM |  |  | P205-71100 | PPY | AMB | 13.5 | 12.2 | 11.9 | T/H | 487 | - | 0 | 18.7 | BG3A | 6 | BALL | 6 | 300 RF | 1997 | CLOSE | [9 empty] | 71
402 | XV-7201 | 2EH FROM TK-721 | TK-722 | E0801 |  | KTM |  |  | P205-71200 | 2EH | AMB | 50mmH2O | 100 | - | T/H | 833 | - | 0 | 2.7 | AG1E | 8 | BALL | 8 | 150 RF | 1997 | CLOSE |  | 5 | C, S, E | * | [5 empty] | 72
403 | XV-7202 | 2EH FROM TK-721 | TK-722 | E0801 |  | KTM |  |  | P205-71100 | 2EH | AMB | 50mmH2O | 100 | - | T/H | 833 | - | 0 | 2.7 | AG1E | 8 | BALL | 8 | 150 RF | 1997 | CLOSE |  | 5 | C, S, E | * | [5 empty] | 72
404 | XV-7203 | NBA FROM TK-723 | TK-725 | E0801 |  | KTM |  |  |  | NBA | AMB | 50mmH2O | 100 | - | T/H | 810 | - | 0 | 1.6 | AG1E | 8 | BALL | 8 | 150 RF | 1997 | CLOSE |  | 5 | C, S, E | * | [5 empty] | 72
405 | XV-7204 | NBA FROM TK-724 | TK-726 | E0801 |  | KTM |  |  | P205-71200 | NBA | AMB | 50mmH2O | 100 | - | T/H | 810 | - | 0 | 1.6 | AG1E | 8 | BALL | 8 | 150 RF | 1997 | CLOSE |  | 5 | C, S, E | * | [5 empty] | 72
406 | XV-7205 | IBA FROM TK-725 | TK-725 | E0801 |  | KTM |  |  | P205-71200 | IBA | AMB | 50mmH2O | 100 | - | T/H | 802 | - | 0 | 1.4 | AG1E | 8 | BALL | 8 | 150 RF | 1997 | CLOSE |  | 5 | C, S, E | * | [5 empty] | 72
407 | XV-7206 | IBA FROM TK-726 | TK-726 | E0801 |  | KTM |  |  | P205-71100 | IBA | AMB | 50mmH2O | 100 | - | T/H | 802 | - | 0 | 1.4 | AG1E | 8 | BALL | 8 | 150 RF | 1997 | CLOSE |  | 5 | C, S, E | * | [5 empty] | 72
408 | XV-8501 | Blowdown H-851 | Lt1 Incenerator | AW17S E0105-31 |  | KTM |  |  | P205-71100 |  | 16 | 1.1 | - | - | - | - | - | - | - | AG1C | 4 | BALL | 4 | 150 RF | 1997 | CLOSE | [8 empty] | Ex. XV-8507 | 85
409 | XV-8502 | NATURAL GAS | Lt5 Incenerator | AG13S E0105-31 |  | KTM |  |  | P205-72100 | Natural gas | 16 | 1.1 | - | - | - | - | - | - | - | AG1C | 2 | BALL | 2 | 150 RF | 1997 | CLOSE | [9 empty] | 85
410 | XV-8503 | NATURAL GAS | Lt5 Incenerator | AG13S E0105-31 |  | KTM |  |  | P205-72100 | Natural gas | - | - | - | - | - | - | - | - | - |  |  | BALL | 2 | 150RF | 1997 | CLOSE | [9 empty] | 85
411 | XV-8504 | NATURAL GAS | Lt5 Incenerator | AK07S E0105-62 |  | KTM |  |  | P205-72200 | Natural gas | 16 | 1 | - | - | - | - | - | - | - | AG1C | 0.5 | BALL | 0.5 | 150 RF | 1997 | CLOSE | [9 empty] | 85
412 | XV-8505 | NATURAL GAS | Lt5 Incenerator | AK07S E0105-62 |  | KTM |  |  | P205-72200 | Natural gas | 16 | 1 | - | - | - | - | - | - | - | AG1C | 0.5 | BALL | 0.5 | 150 RF | 1997 | CLOSE | [9 empty] | 85
413 | XV-8506 | VENT GAS | Lt1 Incenerator | AW17S E0105-31 |  | KTM |  |  | P205-72300 | Natural gas | 16 | 1.1 | - | - | - | - | - | - | - | AS1A | 4 | BALL | 4 | 150 RF | 1997 | OPEN | [9 empty] | 85
414 | XV-8508 | NATURAL GAS (MAIN VENT) | Lt5 Incenerator | AK07S E0105-31 |  | KTM |  |  | P205-72300 | Natural gas | 16 | 1.1 | - | - | - | - | - | - | - | AG1C | 2 | BALL | 1.5 | 150 RF | 1997 | OPEN | [9 empty] | 85
415 | XV-8509 | NATURAL GAS (PILOT VENT) | Lt5 Incenerator | AK07S E0105-31 |  | KTM |  |  | P205-72100 | Natural gas | 16 | 1.1 | - | - | - | - | - | - | - | AG1C | 2 | BALL | 1.5 | 150 RF | 1997 | OPEN | [9 empty] | 85
416 | XV-9301 | PWS TO TK 936 | Z-992 | E0105 |  | KTM |  |  | P205-72100 | PWS | AMB | 4.5 | 5 | 0 | T/H | 995 | - | 0 | 4.5 | AG2A | 2 | BALL | 2 | 150 RF | 1997 | CLOSE |  | 5 | C, S, E | * | [5 empty] | 93
417 | XV-9901 | FWS TO C-991A/B | Z-992 | E0105 |  | KTM |  |  | P205-72200 | FWS | AMB | 4.5 | 14000 | 0 | Kg/H | 995 | - | 0 | 4.5 | AG1A | 2 | BALL | 2 | 150 RF | 1997 | CLOSE |  | 5 | C, S, E | * | [5 empty] | 99
0
CO2 GAS
1 | FCV-10303-06 | CO2 gas MEA reboiler steam flow control | MEA Reboiler |  |  | Samson |  |  | CO(222082) | Steam | [14 empty] | 2012 | Close |  | 125 | C | *** | [5 empty] | 6
2 | FCV-10401-05 | CO2 gas Reclaimer inlet flow control | Reclaimer |  |  | Samson |  |  | CO(222082) | MEA | [14 empty] | 2012 | Close |  | 125 | C | *** |  |  |  |  | DN 25 PN 40, type actuator 3277, positioner 3730-1 | 6
3 | FCV-10404-04 | CO2 gas Reclaimer denim water flow control | Reclaimer |  |  | Samson |  |  | CO(222082) | Softened water | [14 empty] | 2012 | Close |  | 125 | C | *** |  |  |  |  | DN 25, PN 40, type actuator 3277, positioner 3730-1 | 6
4 | FCV-11601-06 | CO2 gas Stripper rich MEA inlet flow control | MEA Filter |  |  | Samson, tyco |  |  | CO(222082) | MEA | [14 empty] | 2012 | Close |  | 125 | C | *** |  |  |  |  | Tyco item number: PRA01403080PM00, Samson :3730-1 | 6
5 | LCV-11403-15 | CO2 gas Stripper level control | MEA Filter |  |  | Samson, tyco |  |  | CO(222082) | MEA | [14 empty] | 2012 | Close |  | 125 | C | *** |  |  |  |  | DN 65, Tyco: PRA00903080PM00, Samson: 3730-1 | 6
6 | LCV-11558-25 | CO2 gas Water scrubber level control | Gas cooler |  |  | Samson, tyco |  |  | CO(222082) | Process water | [14 empty] | 2012 | Close |  | 125 | C | *** |  |  |  |  | DN 15/21.3 PN 40, type actuator 3277, positioner 3730-1 | 6
7 | PCV-11521-02 | CO2 gas Gas cooler press. control | Gas cooler |  |  | Samson, tyco |  |  | CO(222082) | CO2 Gaseous | [14 empty] | 2012 | Close |  | 125 | C | *** |  |  |  |  | Tyco: PRA07003080PM00, Samson: 3730-1 | 6
8 | PCV-12302-01-G | CO2 gas Water scrubber vent. control | Water scrubber |  |  | Samson, tyco |  |  | C0(133567) | CO2 Gaseous | [14 empty] | 2012 | Close |  | 125 | C | *** |  |  |  |  | Tyco: PRA03703080PM00, Samson: 3730-1 | 6
9 | PCV-S20202-23 | CO2 gas comp. A kick back control | CO2 compr. | AGVM |  | Azbil |  |  |  | CO2 Gaseous | [12 empty] | 2 | 300 | 2012 | Close |  | 125 | C | *** |  |  |  |  | Model AGVM, size 2B | 6
10 | POV-10404-02 | CO2 gas Reclaimer demin water flow | Reclaimer |  |  | Tyco, AVID |  |  | CO(222082) | Demin water | [14 empty] | 2012 | Close |  | 25 | C | ** |  |  |  |  | DN 20R, Tyco item number: PRA00201XX0PM00, AVID P/N: 791N024DWD1MN00 | 6
11 | POV-10404-18 | CO2 gas Reclaimer spray inlet | Reclaimer |  |  | Tyco, AVID |  |  | CO(009611) | Demin water | [14 empty] | 2012 | Close |  | 25 | C | ** |  |  |  |  | DN 20R, Tyco item number: PRA00201XX0PM00, AVID P/N: 791N024DWD1MN00 | 6
12 | POV-10407-01 | CO2 gas Reclaimer drain valve | Reclaimer |  |  | Tyco, AVID |  |  | CO(009611) | MEA | [14 empty] | 2012 | Close |  | 25 | C | ** |  |  |  |  | Tyco item number: PRA00201XX0PM00, AVID P/N: 791N024DWD1MN00 | 6
13 | POV-10407-23 | CO2 gas | Reclaimer | [5 empty] | CO(222082) | [15 empty] | 2012 | Close |  |  |  | ** | [5 empty] | 6
14 | POV-10405-09 | CO2 gas | Reclaimer | [5 empty] | CO(222082) | [15 empty] | 2012 | Close |  |  |  | ** | [5 empty] | 6
15 | PCV-67900-05 | CO2 gas Instrument air | Gas cooler | [5 empty] | CO(222082) | [15 empty] | 2012 | Close |  |  |  | *** | [5 empty] | 6
16 | POV-12303-09 | CO2 gas Water scrubber demin water inlet | Water scrubber |  |  | Tyco, AVID | 90021466 |  | CO(222082) | Demin water | [14 empty] | 2012 | Close |  | 125 | C | *** |  |  |  |  | DN 25 PN 100, AVID P/N: 791N024DWD1MN00, Tyco: PRA00403080PM00 | 6
17 | POV-A20103-02 | CO2 gas comp. A cooling water | CO2 compr. |  |  | Burkert |  |  |  | CWS | [14 empty] | 2012 | Close |  | 125 | C | *** | [5 empty] | 6
18 | SOV-11203-13 | CO2 gas Soda dosing air supply | Soda dosing |  |  | NORGREN |  |  | CO(133565) | air | [14 empty] | 2012 | Close |  | 125 | C | *** |  |  |  |  | DN 2, ID 950020002462427W | 6
19 | SOV-A20100-06 | CO2 gas comp. A 100 % load | CO2 compr. |  |  | Burkert |  |  |  | air | [14 empty] | 2012 | Close |  | 125 | C | *** | [5 empty] | 6
20 | TCV-11216-04 | CO2 gas Flue gas outlet temp. control | Flue gas cooler |  |  | Samson, tyco |  |  | CO(222082) | Cooling water | [14 empty] | 2012 | Close |  | 125 | C | *** |  |  |  |  | PN 16, DN 100/114, Tyco item number: PRA01403080PM00, Samson: 3730-1 | 6
21 | TCV-11416-01 | CO2 gas Absorber circ. inlet temp. control | Flue gas cooler |  |  | Samson, tyco |  |  | CO(222082) | Cooling water | [14 empty] | 2012 | Close |  | 125 | C | *** |  |  |  |  | PN 16, DN 50/60, tyco item number: PRA00403080PM00, Samson: 3730-1 | 6
22 | TCV-11418-01 | CO2 gas Absorber lean MEA inlet temp. control | MEA Filter |  |  | Samson, tyco |  |  | CO(222082) | Cooling water | [14 empty] | 2012 | Close |  | 125 | C | *** |  |  |  |  | DN 80, Tyco item number: PRA00903080PM00, Samson: 3730-1 | 6
23 | TCV-A20104-13 | CO2 gas Comp. CW | CO2 compr. |  |  | Samson |  |  |  | Cooling water | [14 empty] | 2012 | Open |  | 125 | C | *** |  |  |  |  | PN 25, type 3760 | 6
H-922 PROJECT
1 | 9Y3 | Atomizing Valve | Boiler H-922 |  |  | JOYNER |  |  |  | Steam | [14 empty] | 2014 |  |  | 25 | C, S, E | ** |  |  |  |  | PNEUMATIC VALVE | 92
2 | 9Y4 | Blow Out Valve | Boiler H-922 |  |  | NORGREN |  |  |  | Steam | [14 empty] | 2014 | Close |  | 25 | C, S, E | ** |  |  |  |  | SOLENOID VALVE; DN 4,0 Id.Nr. 9601440; coil Id.Nr. 9803 230V 18VA 40-60Hz | 92
3 | 16Y2 | Ignition Valve 1 | Boiler H-922 |  |  | NORGREN |  |  |  | NG | [14 empty] | 2014 | Close |  | 25 | C, S, E | ** |  |  |  |  | SOLENOID VALVE; DN 4,0 Id.Nr. 9601440; coil Id.Nr. 9803 230V 18VA 40-60Hz | 92
4 | 16Y3 | Ignition Valve 2 | Boiler H-922 |  |  | NORGREN |  |  |  | NG | [14 empty] | 2014 | Close |  | 25 | C, S, E | ** |  |  |  |  | SOLENOID VALVE; DN 4,0 Id.Nr. 9601440; coil Id.Nr. 9803 230V 18VA 40-60Hz | 92
5 | 17Y2 | Oil valve 1 | Boiler H-922 | B4102 | valve id. No, 9601440 | NORGREN |  |  |  | FOL | [14 empty] | 2014 | Close |  | 25 | C, S, E | ** |  |  |  |  | SOLENOID VALVE; DN 4,0 Id.Nr. 9601440; coil Id.Nr. 9803 230V 18VA 40-60Hz | 92
6 | 17Y3 | Oil valve 2 | Boiler H-922 | B4102 | valve id. No, 9601440 | NORGREN |  |  |  | FOL | [14 empty] | 2014 | Close |  | 125 | C, S, E | *** |  |  |  |  | SOLENOID VALVE; DN 4,0 Id.Nr. 9601440; coil Id.Nr. 9803 230V 18VA 40-60Hz | 92
7 | 18Y1 | Main Gas valve 1 | Boiler H-922 |  | valve id. No, 9601440 | NORGREN |  |  |  | NG | [14 empty] | 2014 | Close |  | 125 | C, S, E | *** |  |  |  |  | SOLENOID VALVE; DN 4,0 Id.Nr. 9601440; coil Id.Nr. 9803 230V 18VA 40-60Hz | 92
8 | 18Y2 | Main Gas Valve 2 | Boiler H-922 |  | valve id. No, 9601440 | NORGREN |  |  |  | NG | [14 empty] | 2014 | Close |  | 125 | C, S, E | *** |  |  |  |  | SOLENOID VALVE; DN 4,0 Id.Nr. 9601440; coil Id.Nr. 9803 230V 18VA 40-60Hz | 92
9 | 18Y3 | Main Gas Relief Valve | Boiler H-922 |  |  | NORGREN | [18 empty] | 2014 | Close |  | 125 | C, S, E | *** |  |  |  |  | SOLENOID VALVE; DN 4,0 Id.Nr. 9601440; coil Id.Nr. 9803 230V 18VA 40-60Hz | 92
10 | 10M2 | Fail Safe Motor Oil Control Valve | Boiler H-922 | FSM02000 L34 | 1427702 | Saacke-Seavis |  |  |  | FOL | [14 empty] | 2014 |  |  | 125 | C, S, E | *** |  |  |  |  | P/S 230 VAC/50 Hz/ 34.8 W ; Pos. Speed 34 mm/min; Set at 25 mm; Torque 2 kN; SN : 1427702 | 92
11 | 10M4 | Fail Safe Motor Gas Control Damper | Boiler H-922 | FSM06000 L50 | 1427704 | Saacke-Seavis |  |  |  | NG | [14 empty] | 2014 |  |  | 125 | C, S, E | *** |  |  |  |  | P/S 230 VAC/50 Hz/ 132.8 W ; Pos. Speed 50 mm/min; Set at 50 mm; Torque 6 kN; SN : 1427704 | 92
12 | 10M6 | Fail Safe Motor Secondary Air Damper | Boiler H-922 | FSM100A H60 | 1425948 | Saacke-Seavis |  |  |  | Air | [14 empty] | 2014 |  |  | 125 | C, S, E | *** |  |  |  |  | P/S 230 VAC/50 Hz/ 28.1 W ; Pos. time 60 sec / 90 deg ; Torque 100 Nm; SN : 1425948 | 92
13 | 11M2 | Fail Safe Motor Atomizing Medium Control Damper | Boiler H-922 | FSM02000 L34 | 1427703 | Saacke-Seavis |  |  |  | Steam | [14 empty] | 2014 |  |  | 125 | C, S, E | *** |  |  |  |  | P/S 230 VAC/50 Hz/ 34.8 W ; Pos. Speed 34 mm/min; Set at 25 mm; Torque 2 kN; SN : 1427703 | 92
14 | 11M4 | Fail Safe Motor Primary Air Damper | Boiler H-922 | FSM012A H50 | 1427073 | Saacke-Seavis |  |  |  | Air | [14 empty] | 2014 |  |  | 125 | C, S, E | *** |  |  |  |  | P/S 230 VAC/50 Hz/ 6.2 W ; Pos. time 60 sec / 90 deg ; Torque 10 Nm; SN : 1427073 | 92
15 | 21F2 | Limit Switch Oil Valve 1 Close | Boiler H-922 | ASV/N |  | Albrecht Automatik | MTL14985 |  |  | - | AMB | [11 empty] | DN25 | PN40 | 2014 |  |  | 125 | C, S, E | *** |  |  |  |  | Type ASV/N; DN 25; PN 40; Max press 15bar Temp 20degC; 230 V 50 Hz; Control comp air min/max 3 bar/10 bar | 92
16 | 21F5 | Limit Switch Oil Valve 2 Close | Boiler H-922 |  |  | Albrecht Automatik | MTL14985 |  |  | - | AMB | [13 empty] | 2014 |  |  | 125 | C, S, E | *** |  |  |  |  | Type ASV/N; DN 25; PN 40; Max press 15bar Temp 20degC; 230 V 50 Hz; Control comp air min/max 3 bar/10 bar | 92
17 | 23F3 | Gas Valve 1 Close | Boiler H-922 |  |  | Albrecht Automatik |  |  |  | - | AMB | [13 empty] | 2014 |  |  | 125 | C, S, E | *** |  |  |  |  | Type GSV-C; DN 125; PS 16; Max press 4bar Temp 20degC; 230 V 50 Hz; Control comp air min/max 3 bar/10 bar | 92
18 | 23F4 | Gas Valve 2 Close | Boiler H-922 |  |  | Albrecht Automatik |  |  |  | - | AMB | [13 empty] | 2014 |  |  | 125 | C, S, E | *** |  |  |  |  | Type GSV-C; DN 125; PS 16; Max press 4bar Temp 20degC; 230 V 50 Hz; Control comp air min/max 3 bar/10 bar | 92
19 | 23F6 | Limit Switch Relief Valve Gas Close | Boiler H-922 |  |  | Albrecht Automatik |  |  |  | - | AMB | [13 empty] | 2014 |  |  | 125 | C, S, E | *** |  |  |  |  | Type ASVG/N; DN 15; PS 16; Max press 4 bar Temp 20degC; 230 V 50 Hz; Control comp air min/max 3 bar/10 bar | 92
20 | 24S2 | Limit Switch Atomizing Medium Open | Boiler H-922 |  |  | Albrecht Automatik |  |  |  | - | AMB | [13 empty] | 2014 |  |  | 125 | C, S, E | *** |  |  |  |  | Type ASV/N; DN 15; PS 40; Max press 16 bar Temp 204 degC; Operation Steam; 230 V 50 Hz; Control comp air min/max 3 bar/10 bar | 92
21 | 48MV4 | TDS automatic valve | Boiler H-922 |  |  | RTK |  |  |  | Hot water | 230 | [13 empty] | 2014 |  |  | 25 | C, S, E | ** | [5 empty] | 92
22 | 48SV7 | Blowdown automatic valve | Boiler H-922 |  |  | RTK |  |  |  | Hot water | 200 | [13 empty] | 2014 | Close |  | 25 | C, S, E | ** | [5 empty] | 92
23 | 49MV2 | Boiler feed water valve | Boiler H-922 | AGVM |  | Azbil |  |  |  | Hot water | 130 | 21 | [12 empty] | 2014 | close |  | 125 | C, S, E | *** | [5 empty] | 92
24 | PV-9204-3 | Steam vent H-922 | Boiler H-922 | ACP | R-9S3HE-41-011 | Azbil | MTL21927 | USD 19000 |  | Steam | 230 | 16 | [9 empty] | CAGE | 8 | 300 RF | 2014 | Close |  | 125 | C, S, E | *** | [5 empty] | 92
25 | PCV-H-922-320 | Fuel NG to H-922 burner | H-922 | NORVAL 375TR | [7 empty] | 2.2 | 3.15 | 2.2 | bar | [6 empty] | PRV |  |  |  | CLOSE |  |  | C, S, E | [5 empty] | set press 2,2 bar, PN16 / DN80, copleted with SAV Type INTR07
CO2 LIQUID
1 | MOV-10115-06 | CO2 liquid TDS blow down Steam boiler | RIO-101 | BCV43DN20PN40 | F4038101-1 | Spirax Sarco |  |  |  | Hot water | 133.54 | 3.5 | - | - | - | - | - | - | - | - | DN20 | BCV43 | DN20 | PN40 | 2014 | Close |  |  | C | [5 empty] | Motorized Sauter AVF234SF232 | 7
2 | MOV-33502-01 | CO2 liquid Humidifier outlet | RIO-361 | CAD600A 027H9075 |  | Danfoss |  |  |  | Amonia | 0.89 | 4.43 | - | 78.78 | kg/h | - | - | - | - | - | DN32 | ICM32-A | DN32 | PN52 | 2014 | Close |  | 5 | C | * |  |  |  |  | ICAD600A | 7
3 | MOV-37320-05 | CO2 liquid product | RIO-381 | AGVB |  | Azbil |  |  |  | CO2 | 17.2 | 24.27 | 6000 | 4170 | kg/h | - | - | - | - | - | DN32 | AGVM CV300 | DN32 | PN52 | 2014 | Close |  | 5 | C | * |  |  |  |  | Replaced to Azbil 2020 | 7
4 | MOV-38104-16 | CO2 liquid Condenser liquefaction | RIO-381 | CAD600A 027H9075 |  | Danfoss |  |  |  | Amonia | -28 | 1.29 | - | 1158.28 | kg/h | - | - | - | - | - | DN32 | ICM20-A | DN25 | PN52 | 2014 | Close |  | 5 | C | * |  |  |  |  | ICAD600A | 7
5 | MOV-47101-04 | CO2 liquid Amonia buffer tank | RIO-381 | CAD600A 027H9075 |  | Danfoss |  |  |  | Amonia | 2 | 4.62 | - | 1479.05 | kg/h | - | - | - | - | - | DN25 | ICM20-A | DN25 | PN52 | 2014 | Close |  | 5 | C | * |  |  |  |  | ICAD600A | 7
6 | PCV-10308-04 | CO2 liquid Condensate reboiler to PON | RIO-103 |  |  | Spirax |  |  |  | Hot water | 133.54 | 3.5 | - | 2306.69 | kg/h | - | - | - | - | - | DN40 | JS1025 | DN32 | PN25 | 2014 | Close |  | 5 | C | * |  |  |  |  | POSITIONER SP400 | 7
7 | PCV-10309-01 | CO2 liquid Condensate reboiler to steam boiler | RIO-103 |  |  | Spirax |  |  |  | Hot water | 133.54 | 3.5 | - | 2306.69 | kg/h | - | - | - | - | - | DN40 | JS1025 | DN25 | PN25 | 2014 | Close |  | 5 | C | * |  |  |  |  | POSITIONER SP400 | 7
8 | PCV-10310-02 | CO2 liquid Steam from steam boiler | RIO-103 | PN9100 |  | Spirax |  |  |  | steam | 138.86 | 2.5 | - | 2306.69 | kg/h | - | - | - | - | - | DN150 | JS1025 | D100 | PN25 | 2014 | Close |  | 5 | C | * |  |  |  |  | POSITIONER SP400 | 7
9 | PCV-10313-03 | CO2 liquid Steam from plant | RIO-103 | PN9200 |  | Spirax | 9 |  |  | steam | 143.2 | 4.2 | - | 5254.09 | kg/h | - | - | - | - | - | DN300 | JS1025 | DN150 | PN25 | 2014 | Close |  | 5 | C | * |  |  |  |  | POSITIONER SP400 actuator type PN9126E | 7
10 | PCV-10409-05 | CO2 liquid MEA Reclaimer | RIO-104 | 3241-1 |  | Samson |  |  |  | MEA | 120 | 1.8 | 160 | 100 | l/h | - | - | - | - | - | DN25 | Globe | DN25 | PN40 | 2014 | Close |  | 5 | C | * |  |  |  |  | Positioner Single acting, Tilgangs tryk 1,4-6 Bar Type 3730-1 Samson | 7
11 | PCV-10410-04 | CO2 liquid MEA Reclaimer | RIO-104 | 3241-1 |  | Samson |  |  |  | Water | 32 | 6 | 16 | 10 | l/h | - | - | - | - | - | DN25 | Globe | DN25 | PN40 | 2014 | Close |  | 5 | C | * |  |  |  |  | Positioner Single acting, Tilgangs tryk 1,4-6 Bar Type 3730-1 Samson | 7
12 | PCV-11416-02 | CO2 liquid MEA Cooler water | RIO114-3 | Fig 38 |  | Keystone |  |  |  | MEA | 45 | 2 | - | 189 | m3/h | - | - | - | - | - | DN100 | Butterfly | DN100 | PN16 | 2014 | Close |  | 5 | C | * |  |  |  |  | PRA00903080PM00 | 7
13 | PCV-11419-02 | CO2 liquid Absorber top cooler | RIO114-2 | Fig 38 |  | Keystone |  |  |  | Water | 46 | 2 | - | 69.474 | m3/h | - | - | - | - | - | DN100 | Butterfly | DN80 | PN16 | 2014 | Close |  | 5 | C | * |  |  |  |  | PRA00903080PM00 | 7
14 | PCV-11430-02 | CO2 liquid MEA to Absorber | RIO114-3 | 3241-1 |  | Samson |  |  |  | MEA | 40 | 3 | - | 57.587 | m3/h | - | - | - | - | - | DN100 | Globe | DN100 | PN40 | 2014 | Close |  | 5 | C | * |  |  |  |  | Positioner Single acting, Tilgangs tryk 1,4-6 Bar Type 3730-1 Samson | 7
15 | PCV-11506-05 | CO2 liquid Water scrubber to absorber | RIO-103 | 3241-1 |  | Samson |  |  |  | Water | 40 | 3 | - | 2860.07 | kg/h | - | - | - | - | - | DN25 | Globe | DN25 | PN40 | 2014 | Close |  | 5 | C | * |  |  |  |  | Positioner Single acting, Tilgangs tryk 1,4-6 Bar Type 3730-1 Samson | 7
16 | PCV-11510-01 | CO2 liquid MEA to NOx | RIO114-3 | Fig 38 |  | Keystone |  |  |  | MEA | 103.56 | 2.3 | - | 63.768 | m3/h | - | - | - | - | - | DN100 | Butterfly | DN80 | PN16 | 2014 | Close |  | 5 | C | * |  |  |  |  | PRA00903080PM00 | 7
15 | PCV-11521-01 | CO2 liquid Stripper to gas cooler | RIO-103 | Fig 38 |  | Keystone |  |  |  | CO2 | 99.19 | 0.8 | - | 6324.28 | kg/h | - | - | - | - | - | DN200 | Butterfly | DN100 | PN16 | 2014 | Close |  | 5 | C | * |  |  |  |  | PRA00903080PM00 | 7
16 | POV-11521-05 | CO2 liquid Stripper to gas cooler | RIO-103 | Fig 38 |  | Keystone |  |  |  | CO2 | 99.19 | 0.8 | - | 6324.28 | kg/h | - | - | - | - | - | DN200 | Butterfly | DN100 | PN16 | 2014 | Close |  | 5 | C | * |  |  |  |  | PRA00903080PM00 | 7
17 | PCV-11603-02 | CO2 liquid MEA to stripper | RIO114-3 | Fig 38 |  | Keystone |  |  |  | MEA | 103.66 | 5 | - | 63.712 | m3/h | - | - | - | - | - | DN100 | Butterfly | DN80 | PN40 | 2014 | Close |  | 5 | C | * |  |  |  |  | PRA00903080PM00 | 7
18 | PCV-11605-01 | CO2 liquid NOx flash to absorber | RIO114-3 | 3241-1 |  | Samson |  |  |  | CO2 | 103.56 | 0.6 | - | 56.06 | kg/h | - | - | - | - | - | DN25 | Globe | DN15 | PN40 | 2014 | Close |  | 5 | C | * |  |  |  |  | Positioner Single acting, Tilgangs tryk 1,4-6 Bar Type 3730-1 Samson | 7
19 | PCV-12302-01-L | CO2 liquid Water scrubber venting | RIO-103 | Fig 38 |  | Keystone |  |  | CO(222082) | CO2 | 38 | 0.4 | - | - | - | - | - | - | - | - | DN80 | Butterfly | DN80 | PN40 | 2014 | Open |  | 5 | C | * | [5 empty] | 7
20 | PCV-12303-03 | CO2 liquid water scrubber sprayer | RIO-103 | DVC 1211 |  | DVC |  |  |  | Water | 32 | 6 | - | 924 | l/h | - | - | - | - | - | DN25 | CF8M | DN25 | PN40 | 2014 | Close |  | 5 | C | * | Barang titipan ASCO 551 & Ball vale (A9) |  |  |  | Positioner Single acting, Tilgangs tryk 1,4-6 Bar Type 3730-1 Samson | 7
21 | POV-10114-01 | CO2 liquid Steam boiler blow down | RIO-101 |  |  | Spirax |  |  |  | hot water | 133 | 2.5 | - | - | - | - | - | - | - | - | DN32 | DFG300 | DN32 | PN40 | 2014 | Close |  | 5 | C | * |  |  |  |  | BC3150 | 7
22 | POV-10403-18 | CO2 liquid Reclaimer spray | RIO-104 | DVC 1211 |  | DVC |  |  |  | water | 32 | 6 | - | - | - | - | - | - | - | - | DN15 | CF8M | DN10F | PN125 | 2014 | Close |  | 5 | C | * | [5 empty] | 7
23 | POV-10410-02 | CO2 liquid Demin water to reclaimer | RIO-104 | DVC 1211 |  | DVC |  |  |  | water | 32 | 6 | - | - | - | - | - | - | - | - | DN15 | CF8M | DN10F | PN125 | 2014 | Close |  | 5 | C | * | [5 empty] | 7
24 | POV-10412-01 | CO2 liquid MEA to sump | RIO-104 | DVC 1211 |  | DVC |  |  |  | MEA | 125 | 21 | - | - | - | - | - | - | - | - | DN15 | CF8M | DN10F | PN125 | 2014 | Close |  | 5 | C | * |  |  |  |  | 505 SIZE40 | 7
25 | POV-11607-04 | CO2 liquid to Nox | RIO114-3 |  |  | Premi Air |  |  |  | CO2 | 29 | 17.1 | - | - | - | - | - | - | - | - | DN25 | CF8M | 1" | PN125 | 2014 | Close |  | 5 | C | * |  |  |  |  | PRA00201XXOPM00 | 7
26 | POV-36101-01A | CO2 liquid Dehydrator A bottom | RIO-361 |  |  | Premi Air |  |  | CO(105281) | CO2 | 18 | 17.6 | - | 4304 | kg/h | - | - | - | - | - | DN50 | CF8M | DN50 | PN40 | 2014 | Close |  | 5 | C | * |  |  |  |  | PRA00901XX0PM00 | 7
27 | POV-36101-01B | CO2 liquid Dehydrator B bottom | RIO-361 |  |  | Premi Air |  |  | CO(105281) | CO2 | 18 | 17.6 | - | 4304 | kg/h | - | - | - | - | - | DN50 | CF8M | DN50 | PN40 | 2014 | Close |  | 5 | C | * |  |  |  |  | PRA00901XX0PM00 | 7
28 | POV-36102-03A | CO2 liquid Dehydrator A top | RIO-361 |  |  | Premi Air |  |  |  | CO2 | 18 | 17.6 | - | 4304 | kg/h | - | - | - | - | - | DN50 | CF8M | DN50 | PN40 | 2014 | Close |  | 5 | C | * |  |  |  |  | PRA00901XX0PM00 | 7
29 | POV-36102-03B | CO2 liquid Dehydartor B top | RIO-361 |  |  | Premi Air |  |  |  | CO2 | 18 | 17.6 | - | 4304 | kg/h | - | - | - | - | - | DN50 | CF8M | DN50 | PN40 | 2014 | Close |  | 5 | C | * |  |  |  |  | PRA00901XX0PM00 | 7
30 | POV-36104-01A | CO2 liquid Dehydrator venting A | RIO-361 |  |  | Premi Air |  |  | CO(105281) | CO2 | 150 | 1.5 | - | 102 | kg/h | - | - | - | - | - | DN50 | CF8M | DN50 | PN40 | 2014 | Close |  | 5 | C | * |  |  |  |  | PRA00901XX0PM00 | 7
31 | POV-36104-01B | CO2 liquid Dehydrator venting B | RIO-361 |  |  | Premi Air |  |  | CO(105281) | CO2 | 150 | 1.5 | - | 102 | kg/h | - | - | - | - | - | DN50 | CF8M | DN50 | PN40 | 2014 | Close |  | 5 | C | * |  |  |  |  | PRA00901XX0PM00 | 7
32 | POV-47102-04 | CO2 liquid Amoniak to condenser | RIO-381 | DVC 1211 |  | DVC |  |  | 00792.381.381.01 | Amonia | -28 | 1.29 | - | 1158.28 | kg/h | - | - | - | - | - | DN32 | Ball | DN32 | PN40 | 2014 | Close |  | 5 | C | * |  |  |  |  | Actuator 505 SIZE 52 | 7
33 | POV-A20105-01 | CO2 liquid comp A oil cooler | RIO-201A |  |  | Premi Air |  |  |  | Water | 32 | 2.5 | - | - | - | - | - | - | - | - | DN40 | CF8M | DN40 | PN16 | 2014 | Close |  | 5 | C | * | [5 empty] | 7
34 | POV-B20105-01 | CO2 liquid comp B oil cooler | RIO-201B |  |  | Premi Air |  |  |  | Water | 32 | 2.5 | - | - | - | - | - | - | - | - | DN40 | CF8M | DN40 | PN16 | 2014 | Close |  | 5 | C | * |  |  |  |  | PRA00401XX0PM00 | 7
35 | SOV-10313-03 | CO2 liquid Steam valve air supply | RIO-103 | DVC 1211 |  | DVC |  |  |  | Air | 34 | 6 | - | - | - | - | - | - | - | - | - | - | - | - | 2014 | Close |  | 5 | C | * | [5 empty] | 7
36 | SOV-11214-02 | CO2 liquid NaOH dosing pump | RIO114-2 |  |  | Norgren |  |  |  | Air | 34 | 6 | - | - | - | - | - | - | - | - | DN8 | ID 9500200 | DN2 | PN16 | 2014 | Close |  | 5 | C | * | [5 empty] | 7
37 | SOV-33501-03 | CO2 liquid Amoniak to humidifier | RIO-361 | BG024DS | - | Danfoss |  |  |  | Amonia | 4.43 | 0.89 | - | 78.7 | kg/h | - | - | - | - | - | DN25 | JS1025 | DN25 | PN40 | 2014 | Close |  | 5 | C | * |  |  |  |  | Spare part no. 018F6857 | 7
38 | SOV-36103-02 | CO2 liquid Dehydrator regeneration | RIO-361 | BG024DS | - | Danfoss |  |  | CO(105281) | CO2 | 32 | 16.5 | - | - | - | - | - | - | - | - | DN10 | JS1025 | DN10 | PN40 | 2014 | Close |  | 5 | C | * |  |  |  |  | Spare part no. 018F6857 | 7
39 | SOV-36104-20 | CO2 liquid Condenser venting | RIO-361 | BG024DS | - | Danfoss |  |  |  | CO2 | 32 | 16.5 | - | - | - | - | - | - | - | - | DN15 | JS1025 | DN15 | PN40 | 2014 | Close |  | 5 | C | * |  |  |  |  | Spare part no. 018F6857 | 7
40 | PCV-36103-05 | CO2 liquid | [6 empty] | CO(105281) | [15 empty] | 2014 |  |  |  | C | [6 empty] | 7
41 | SOV-36103-07 | CO2 liquid | [6 empty] | CO(105281) | [15 empty] | 2014 |  |  |  | C | [6 empty] | 7
42 | SOV-40100-02A | CO2 liquid Ref. A load comp 25% | RIO-401 |  |  | Burkert |  |  |  | Amonia | - | - | - | - | - | - | - | - | - | - | - | - | - | - | 2014 | Close |  | 5 | C | * | [5 empty] | 7
43 | SOV-40100-02B | CO2 liquid Ref. B load comp 25% | RIO-401 |  |  | Burkert |  |  |  | Amonia | - | - | - | - | - | - | - | - | - | - | - | - | - | - | 2014 | Close |  | 5 | C | * | [5 empty] | 7
44 | SOV-40100-02C | CO2 liquid Ref. C load comp 25% | RIO-401 |  |  | Burkert |  |  |  | Amonia | - | - | - | - | - | - | - | - | - | - | - | - | - | - | 2014 | Close |  | 5 | C | * | [5 empty] | 7
45 | SOV-40100-03A | CO2 liquid Ref. A load comp 50% | RIO-401 |  |  | Burkert |  |  |  | Amonia | - | - | - | - | - | - | - | - | - | - | - | - | - | - | 2014 | Close |  | 5 | C | * | [5 empty] | 7
46 | SOV-40100-03B | CO2 liquid Ref. B load comp 50% | RIO-401 |  |  | Burkert |  |  |  | Amonia | - | - | - | - | - | - | - | - | - | - | - | - | - | - | 2014 | Close |  | 5 | C | * | [5 empty] | 7
47 | SOV-40100-03C | CO2 liquid Ref. C load comp 50% | RIO-401 |  |  | Burkert |  |  |  | Amonia | - | - | - | - | - | - | - | - | - | - | - | - | - | - | 2014 | Close |  | 5 | C | * | [5 empty] | 7
48 | SOV-40100-04A | CO2 liquid Ref. A load comp 75% | RIO-401 |  |  | Burkert |  |  |  | Amonia | - | - | - | - | - | - | - | - | - | - | - | - | - | - | 2014 | Close |  | 5 | C | * | [5 empty] | 7
49 | SOV-40100-04B | CO2 liquid Ref. B load comp 75% | RIO-401 |  |  | Burkert |  |  |  | Amonia | - | - | - | - | - | - | - | - | - | - | - | - | - | - | 2014 | Close |  | 5 | C | * | [5 empty] | 7
50 | SOV-40100-04C | CO2 liquid Ref. C load comp 75% | RIO-401 |  |  | Burkert |  |  |  | Amonia | - | - | - | - | - | - | - | - | - | - | - | - | - | - | 2014 | Close |  | 5 | C | * | [5 empty] | 7
51 | SOV-40100-05A | CO2 liquid Ref. A load comp 100% | RIO-401 |  |  | Burkert |  |  |  | Amonia | - | - | - | - | - | - | - | - | - | - | - | - | - | - | 2014 | Close |  | 5 | C | * | [5 empty] | 7
52 | SOV-40100-05B | CO2 liquid Ref. B load comp 100% | RIO-401 |  |  | Burkert |  |  |  | Amonia | - | - | - | - | - | - | - | - | - | - | - | - | - | - | 2014 | Close |  | 5 | C | * | [5 empty] | 7
53 | SOV-40100-05C | CO2 liquid Ref. C load comp 100% | RIO-401 |  |  | Burkert |  |  |  | Amonia | - | - | - | - | - | - | - | - | - | - | - | - | - | - | 2014 | Close |  | 5 | C | * | [5 empty] | 7
54 | SOV-40101-04 | CO2 liquid Amonia bypass to separator | RIO-401 |  |  | Danfoss |  |  |  | Amonia | -25 | 0.3 | - | - | - | - | - | - | - | - | DN25 | JS1025 | DN25 | PN40 | 2014 | Close |  | 5 | C | * | [5 empty] | 7
55 | SOV-40103-02A | CO2 liquid Open flash gas to ref. comp. | RIO-401 |  |  | Danfoss |  |  |  | Amonia | -25 | 1.5 | - | - | - | - | - | - | - | - | DN32 | F0715 | DN32 | PN40 | 2014 | Close |  | 5 | C | * | [5 empty] | 7
56 | SOV-40103-02B | CO2 liquid Open flash gas to ref. comp. | RIO-401 |  |  | Danfoss |  |  |  | Amonia | -25 | 1.5 | - | - | - | - | - | - | - | - | DN32 | F0715 | DN32 | PN40 | 2014 | Close |  | 5 | C | * | [5 empty] | 7
57 | SOV-40103-02C | CO2 liquid Open flash gas to ref. comp. | RIO-401 |  |  | Danfoss |  |  |  | Amonia | -25 | 1.5 | - | - | - | - | - | - | - | - | DN32 | F0715 | DN32 | PN40 | 2014 | Close |  | 5 | C | * | [5 empty] | 7
58 | SOV-40109-01 | CO2 liquid Bypass oil from 2nd separator | RIO-401 | BG024DS | - | Danfoss |  |  |  | Oil | 40 | 16.5 | - | - | - | - | - | - | - | - | DN20 | JS1025 | DN20 | PN40 | 2014 | Close |  | 5 | C | * |  |  |  |  | 018E6857 | 7
59 | SOV-A20112-01 | CO2 liquid comp A load 50% | RIO-201A |  |  | Norgren |  |  |  | Air | 34 | 6 | - | - | - | - | - | - | - | - | DN6 | ID 96022100 | DN2 | PN16 | 2014 | Close |  | 5 | C | * | [5 empty] | 7
60 | SOV-A20112-02 | CO2 liquid comp A load 100% | RIO-201A | D. code B4474 | id. Nr. 9602210 | Norgren |  |  |  | Air | 34 | 6 | - | - | - | - | - | - | - | - | DN6 | ID 96022100 | DN2 | PN16 | 2014 | Close |  | 5 | C | * | [5 empty] | 7
61 | SOV-B20112-01 | CO2 liquid comp B load 50% | RIO-201B |  |  | Norgren |  |  |  | Air | 34 | 6 | - | - | - | - | - | - | - | - | DN6 | ID 96022100 | DN2 | PN16 | 2014 | Close |  | 5 | C | * | [5 empty] | 7
62 | SOV-B20112-02 | CO2 liquid comp B load 100% | RIO-201B |  |  | Norgren |  |  |  | Air | 34 | 6 | - | - | - | - | - | - | - | - | DN6 | ID 96022100 | DN2 | PN16 | 2014 | Close |  | 5 | C | * | [5 empty] | 7
63 | PV-0711 | CO2 liquid Inlet feed gas CO2 100TPD damper | 101 |  |  | Samkwang |  |  |  | Flue gas | 248 | -0.02 | - | 45500 | kg/h | - | - | - | - | - | DN900 | Damper | DN900 | 300 | 2014 | Close |  | 5 | C | * |  |  |  |  | TZID-C, Type 18345-2010410001 | 7
64 | TCV-A20108-01 | CO2 liquid water Cooler compressor |  | AVTA25 | 003N0109 | Danfoss | [16 empty] | DN50 | PN16 | 2014
65 | TCV-B20108-01 | CO2 liquid water Cooler compressor |  | AVTA25 |  | Danfoss | [16 empty] | DN50 | PN16 | 2014
66 | TCV-40112-03 | CO2 liquid Oil cooler E-40111-01 |  | WVTS |  | Danfoss |  |  |  | Water | [10 empty] | DN50 | Thermostatic | DN50 | PN16 | 2014
0
R O Project
1 | IEA | Inlet Electric Actuator | RO Skid |  |  | Sunyeh |  |  |  | Water | 25 | [16 empty] | 5 |  | * |  |  |  |  | OM-A-M dg valve I2FC150 | 93
2 | FEA | Flush Electric Actuator | RO Skid |  |  | Sunyeh |  |  |  | Water | 25 | [16 empty] | 5 |  | * |  |  |  |  | OM-A-M dg valve I2FC150 | 93
0
Air Dryer Project
1 | K002 / V030 | Inlet valve right | Z-991B | Z011-A |  | Ebro Armaturen |  |  |  | Air | 25 | 6.5 | [13 empty] | Close |  | 5 |  | * | [5 empty] | 99
2 | K015 / V022 | Purge valve right | Z-991B |  |  | Burkert |  |  |  | Air | 25 | 6.5 | [10 empty] | DN50 | PN25 |  | Close |  | 5 |  | * | [5 empty] | 99
3 | K003 / V031 | Inlet valve left | Z-991B | FD0040 M1A00A |  | SPX Malaysia |  |  |  | Air | 25 | 6.5 | [13 empty] | Close |  | 5 |  | * | [5 empty] | 99
4 | K014 / V023 | Purge valve left | Z-991B |  |  | Burkert |  |  |  | Air | 25 | 6.5 | [10 empty] | DN50 | PN25 |  | Close |  | 5 |  | * | [5 empty] | 99
0 | [35 empty] | 99
H-923 PROJECT
1 | LCV-FW-101 | Boiler feed water | H-923 |  |  | RTK | [19 empty] | Close | Positioner RTK SR1000L, Actuator ST 6160 A6 6G Po, Code PXGGAGGXXXXXXXXXXX | 125 | C, S, E | *** |  |  |  |  | Installation and Operating instructions pneumatic actuators 6100-8010 Series, Electropneumatic positioner SR 1000 l (RTK) | 92 |  | H-923
2 | LCV-BD-101 | Blowdown TDS | H-923 |  |  | RTK | [19 empty] | CLOSE | Positioner RTK SR1000L, Actuator ST 3165 B6 6G, Code PXDEADOXXXXXXXXXXX | 125 | C, S, E | *** |  |  |  |  | Installation and Operating instructions pneumatic actuators 6100-8010 Series, Electropneumatic positioner SR 1000 l (RTK) | 92 |  | H-923
3 | BD-BD-101 | Automatic Blowdown valve | H-923 |  |  | RTK |  |  |  | Hot water | 100 | 16 | [13 empty] | CLOSE | Solenoid CAMOZZI GZJ 230V 50Hz ED 100%, Actuator RTK Model: ST 6135 B6 1H Po, Code PXDNACNXXXXXXXXXXX | 125 | C, S, E | *** |  |  |  |  | Series 3 valves and solenoid valves CAMOZZI, | 92 |  | H-923
4 | PV-9204-5 | Silencer H-923 | H-923 | ACP |  | AZBIL |  |  |  | Steam |  | 16 | 35 | 20 | t/h | [6 empty] | Globe | 8 | 300 RF |  | CLOSE | Positioner AVP302-FSD28, Actuator HA4R | 125 | C, S, E | *** |  |  |  |  | CM2-AVP300-2001, CM2-AGV200-2001 | 92 |  | H-923
5 | 2Y1 | Ignition Valve 1 | Burner H-923 |  |  | Burkert |  |  |  | NG | [15 empty] | Close | Model 6013 A 6,0, Code 00301072, G1/4, PN0~1.5Bar, 230V,50Hz, 8W | 125 | C, S, E | *** |  |  |  |  | Burkert, type 6013, 2/2 Solenoid valve | 92 |  | H-923
6 | 2Y2 | Ignition Valve 2 | Burner H-923 |  |  | Burkert |  |  |  | NG | [15 empty] | Close | Model 6013 A 6,0, Code 00301072, G1/4, PN0~1.5Bar, 230V,50Hz, 8W | 125 | C, S, E | *** |  |  |  |  | Burkert, type 6013, 2/2 Solenoid valve | 92 |  | H-923
7 | 42A2 | Double Gas Valve (Main Gas 1&2) | Main Valve NG H-923 |  |  | Siemens |  |  |  | NG | [15 empty] | Close | Valve model VGD 41.125 Electrodiraulic actuator for VGD: SKP 15.000E2 | 125 | C, S, E | *** |  |  |  |  | Operation Manual and Mounting Instructions for a VGD4/VRD4 double gas valve with 2 SKPx5 actuators | 92 |  | H-923
8 | 42Y4 | Relive valve NG | Main Valve NG H-923 |  |  | DUNGS |  |  |  | NG | [15 empty] | Close | MV 502, DN8 Rp 1/4 | 125 | C, S, E | *** |  |  |  |  | Dungs MV 502 | 92 |  | H-923
9 | 3Y1 | Oil Valve 1 | Main Valve FOL |  |  | SAACKE, Kendrion |  |  |  | FOL | [15 empty] | Close | Saacke Serial no: 4009657, Kendrion No.LHS0900015 | 125 | C, S, E | *** |  |  |  |  | Safety Shut-off Valve ESVN Operating Instructions | 92 |  | H-923
10 | 3Y2 | Oil Valve 2 | Main Valve FOL |  |  | SAACKE, Kendrion |  |  |  | FOL | [15 empty] | Close | Saacke Serial no: 4009657, Kendrion No.LHS0900015 | 125 | C, S, E | *** |  |  |  |  | Safety Shut-off Valve ESVN Operating Instructions | 92 |  | H-923
11 | 6M1 | FSM Oil Control Valve | FSM Ch-1 |  |  | SAACKE |  |  |  | FOL | [15 empty] | CLOSE | se@vis FSM 040AH66, article no. 624230 Rev.2 | 125 | C, S, E | *** |  |  |  |  | FSM 006 - 100 Servomotors, se@vis | 92 |  | H-923
12 | 6M2 | FSM Primary air damper | FSM Ch-4 |  |  | SAACKE |  |  |  | Air | [15 empty] | Close | se@vis FSM 025AH66, article no. 624500 Rev.2 | 125 | C, S, E | *** |  |  |  |  | FSM 006 - 100 Servomotors, se@vis | 92 |  | H-923
13 | 6M3 | FSM Secondary air damper | FSM Ch-3 |  |  | SAACKE |  |  |  | Air | [15 empty] | Close | se@vis FSM 040BH88, article no. 616890 Rev.2 | 125 | C, S, E | *** |  |  |  |  | FSM 006 - 100 Servomotors, se@vis | 92 |  | H-923
14 | 7M2 | FSM Gas Control valve | FSM Ch-2 |  |  | SAACKE |  |  |  | NG | [15 empty] | Close | se@vis FSM 025AH66, article no. 624500 Rev.2 | 125 | C, S, E | *** |  |  |  |  | FSM 006 - 100 Servomotors, se@vis | 92 |  | H-923
15 | 15Y2 | Solenoid Water Injection B | Burner H-923 |  |  | Burkert |  |  |  | Deminwater | [15 empty] | Close | Model 6013 A 2.0 FKM M5, G1/8 PN 0~10 bar 230V 50 Hz, 8 watt, SN 00125296 | 125 | C, S, E | *** |  |  |  |  | Burkert, type 6013, 2/2 Solenoid valve | 92 |  | H-923
16 | 15Y3 | Solenoid Water Injection C | Burner H-923 |  |  | Burkert |  |  |  | Deminwater | [15 empty] | Close | Model 6013 A 2.0 FKM M5, G1/8 PN 0~10 bar 230V 50 Hz, 8 watt, SN 00125296 | 125 | C, S, E | *** |  |  |  |  | Burkert, type 6013, 2/2 Solenoid valve | 92 |  | H-923
17 | 15Y4 | Solenoid Water Injection D | Burner H-923 |  |  | Burkert |  |  |  | Deminwater | [15 empty] | Close | Model 6013 A 2.0 FKM M5, G1/8 PN 0~10 bar 230V 50 Hz, 8 watt, SN 00125296 | 125 | C, S, E | *** |  |  |  |  | Burkert, type 6013, 2/2 Solenoid valve | 92 |  | H-923
0 | [35 empty] | 92
C-008
1 | PV-9684 | C-008 min Flow | C-008 Syngas | [5 empty] | U23 | GAS | 20 | 17.2 |  | 3200 Nm3/hr | [11 empty] | Close |  | 5 | C | * | [5 empty] | 96
2 | PV-9608 | C-008 PNG to FNG header | C-008 Syngas | HSC |  | Azbil | MTL21576 | 164757000 | U23 | GAS | 12.6 | 3.5 |  | 1791 Nm3/hr | [7 empty] | Globe | 3 | 150 RF |  | Close |  | 5 | C | * | [5 empty] | 96
0
SCI
1 | FV-9011 | Flow header | SCI Station | [5 empty] | U23 | [16 empty] | Close |  | 5 | C | * |  |  |  |  | Azbil | 90
0
C-018 drain sparator
1 | LV-0281 | Drain separator interstage C-018 | C-018 | [22 empty] | Close | Koso, Spirax | 5 | C | * |  |  |  |  | Spiraxsarco | 2
0
AUTOMATION SDV
1 | HC-0108 | Automation S/D valve | Syngas | HCB |  | Azbil | MTL22255 | 165300000 | [14 empty] | 6 | 300 RF | 2017-03-11 | Close |  | 5 | C | * |  |  |  |  | Positioner AVP302-FSD2B, Actuator HA3R | 1
2 | HC-0109 | Automation S/D valve | Syngas | HCB |  | Azbil | MTL22255 | 165300000 | S3 | [13 empty] | 6 | 300 RF | 2017-03-11 | Close |  | 5 | C | * |  |  |  |  | Positioner AVP302-FSD2B, Actuator HA3R | 1
3 | HC-0140 | Automation S/D valve | Syngas | HCB |  | Azbil | MTL22255 | 165300000 | [14 empty] | 6 | 300 RF | 2017-03-11 | Close |  | 5 | C | * |  |  |  |  | Positioner AVP302-FSD2B, Actuator HA3R | 1
4 | HC-1404 | Automation S/D valve | Oct. Lt.3 E-125 | HTS |  | Azbil | MTL22254 | 134425000 | [14 empty] | 6 | 150 RF | 2017-03-11 | Close |  | 5 | C | * |  |  |  |  | Positioner AVP302-FSD2B, Actuator HA3R | 14
5 | HC-1604 | Automation S/D valve | Oct. Lt.3 E-166 | HTS |  | Azbil | MTL22247 | 84550000 | [14 empty] | 6 | 150 RF | 2017-03-11 | Close |  | 5 | C | * |  |  |  |  | Positioner AVP302-FSD2B, Actuator HA3R | 16
6 | XV-0107 | Automation S/D valve | Syngas |  |  | JDV | MTL22256 | 23750000 | [14 empty] | 1,5 | 150 RF |  | Close |  | 5 | C | * |  |  |  |  | Solenoid CKD, E3-TP,110VAC, 4F310E-TP, Actuator JDV Model JEV110, Eniso 5211 F07/10 17 | 1
7 | XV-1202 | Automation S/D valve | Oct. Lt.3 E-216 |  |  | JDV | MTL22248 | 34200000 | [14 empty] | 4 | 300 RF |  | Close |  | 5 | C | * |  |  |  |  | Solenoid CKD, E3-TP,110VAC, 4F310E-TP, Actuator JDV Model JEV190 Eniso 5211 F10/14 36 | 12
8 | XV-1203 | Automation S/D valve | Oct. Lt.3 E-216 |  |  | JDV | MTL22242 | 21470000 | [14 empty] | 2 | 150 RF |  | Close |  | 5 | C | * |  |  |  |  | Solenoid CKD, E3-TP,110VAC, 4F310E-TP, Actuator JDV Model JEV125 Eniso 5211 F07/10 22 | 12
9 | XV-1302 | Automation S/D valve | Oct. Lt.3 E-148 |  |  | JDV | MTL22248 | 34200000 | [14 empty] | 4 | 300 RF |  | Close |  | 5 | C | * |  |  |  |  | Solenoid CKD, E3-TP,110VAC, 4F310E-TP, Actuator JDV Model JEV190 Eniso 5211 F10/14 36 | 13
10 | XV-1303 | Automation S/D valve | Oct. Lt.3 E-148 |  |  | JDV | MTL22246 | 66500000 | [14 empty] | 6 | 300 RF |  | Close |  | 5 | C | * |  |  |  |  | Solenoid CKD, E3-TP,110VAC, 4F310E-TP, Actuator JDV Model JEV240 Eniso 5211 F16 46 | 13
11 | XV-1401 | Automation S/D valve | Oct. Lt.2 E-161 |  |  | JDV | MTL22251 | 24700000 | [14 empty] | 2,5 | 150 RF |  | Close |  | 5 | C | * |  |  |  |  | Solenoid CKD, E3-TP,110VAC, 4F310E-TP, Actuator JDV Model JEV140, Eniso 5211 F10/12 27 | 14
12 | XV-1402 | Automation S/D valve | Oct. Lt.2 E-161 |  |  | JDV | MTL22251 | 24700000 | [14 empty] | 2,5 | 150 RF |  | Close |  | 5 | C | * |  |  |  |  | Solenoid CKD, E3-TP,110VAC, 4F310E-TP, Actuator JDV Model JEV140, Eniso 5211 F10/12 27 | 14
13 | XV-1405 | Automation S/D valve | Oct. Lt.3 E-125 |  |  | JDV | MTL22245 | 70300000 | [14 empty] | 6 | 150 RF |  | Close |  | 5 | C | * |  |  |  |  | Solenoid CKD, E3-TP,110VAC, 4F310E-TP, Actuator JDV Model JEV240 Eniso 5211 F16 46 | 14
14 | XV-1601 | Automation S/D valve | Oct. Lt.2 tengah |  |  | JDV | MTL22241 | 24225000 | [14 empty] | 2 | 150 RF |  | Close |  | 5 | C | * |  |  |  |  | Solenoid CKD, E3-TP,110VAC, 4F310E-TP, Actuator JDV Model JEV125, Eniso 5211 F07/10 22 | 16
15 | XV-1602 | Automation S/D valve | Oct. Lt.2 tengah |  |  | JDV | MTL22243 | 22800000 | [14 empty] | 2 | 150 RF |  | Close |  | 5 | C | * |  |  |  |  | Solenoid CKD, E3-TP,110VAC, 4F310E-TP, Actuator JDV Model JEV125, Eniso 5211 F07/10 22 | 16
16 | XV-1603 | Automation S/D valve | Oct. Lt.2 tengah |  |  | JDV | MTL22244 | 20425000 | [14 empty] | 1 | 150 RF |  | Close |  | 5 | C | * |  |  |  |  | Solenoid CKD, E3-TP,110VAC, 4F310E-TP, Actuator JDV Model JEV083, Eniso 5211 F05/07 17 | 16
17 | XV-1604 | Automation S/D valve | Oct. Lt.2 tengah |  |  | JDV | MTL22244 | 20425000 | [14 empty] | 1 | 150 RF |  | Close |  | 5 | C | * |  |  |  |  | Solenoid CKD, E3-TP,110VAC, 4F310E-TP, Actuator JDV Model JEV083, Eniso 5211 F05/07 17 | 16
18 | XV-1605 | Automation S/D valve | Oct. Lt.3 E-166 |  |  | JDV | MTL22245 | 70300000 | [14 empty] | 6 | 150 RF |  | Close |  | 5 | C | * |  |  |  |  | Solenoid CKD, E3-TP,110VAC, 4F310E-TP, Actuator JDV Model JEV240 Eniso 5211 F16 46 | 16
19 | XV-4102 | Automation S/D valve | Oct. Lt.3 E-416 |  |  | JDV | MTL22242 | 21470000 | [14 empty] | 2 | 150 RF |  | Close |  | 5 | C | * |  |  |  |  | Solenoid CKD, E3-TP,110VAC, 4F310E-TP, Actuator JDV Model JEV125 Eniso 5211 F07/10 22 | 41
20 | XV-4103 | Automation S/D valve | Oct. Lt.3 E-416 |  |  | JDV | MTL22242 | 21470000 | [14 empty] | 2 | 150 RF |  | Close |  | 5 | C | * |  |  |  |  | Solenoid CKD, E3-TP,110VAC, 4F310E-TP, Actuator JDV Model JEV125 Eniso 5211 F07/10 22 | 41
21 | XV-4301 | Automation S/D valve | Oct. Lt.2 E-513 |  |  | JDV | MTL22252 | 25650000 | [14 empty] | 3 | 150 RF |  | Close |  | 5 | C | * |  |  |  |  | Solenoid CKD, E3-TP,110VAC, 4F310E-TP, Actuator JDV Model JEV160, Eniso 5211 F10/12 27 | 43
22 | XV-4302 | Automation S/D valve | Oct. Lt.2 E-513 |  |  | JDV | MTL22253 | 27550000 | [14 empty] | 3 | 150 RF |  | Close |  | 5 | C | * |  |  |  |  | Solenoid CKD, E3-TP,110VAC, 4F310E-TP, Actuator JDV Model JEV160, Eniso 5211 F10/12 27 | 43
23 | XV-5102 | Automation S/D valve | Oct. Lt.3 E-516 |  |  | JDV | MTL22250 | 21850000 | [14 empty] | 1,5 | 150 RF |  | Close |  | 5 | C | * |  |  |  |  | Solenoid CKD, E3-TP,110VAC, 4F310E-TP, Actuator JDV Model JEV110, Eniso 5211 F07/10 17 | 51
24 | XV-5103 | Automation S/D valve | Oct. Lt.3 E-516 |  |  | JDV | MTL22250 | 21850000 | [14 empty] | 1,5 | 150 RF |  | Close |  | 5 | C | * |  |  |  |  | Solenoid CKD, E3-TP,110VAC, 4F310E-TP, Actuator JDV Model JEV110, Eniso 5211 F07/10 17 | 51
25 | XV-6102 | Automation S/D valve | Oct. Lt.3 E-615 |  |  | JDV | MTL22249 | 21375000 | [14 empty] | 1,5 | 150 RF |  | Close |  | 5 | C | * |  |  |  |  | Solenoid CKD, E3-TP,110VAC, 4F310E-TP, Actuator JDV Model JEV110, Eniso 5211 F07/10 17 | 61
26 | XV-6103 | Automation S/D valve | Oct. Lt.3 E-615 |  |  | JDV | MTL22244 | 20425000 | [14 empty] | 1 | 150 RF |  | Close |  | 5 | C | * |  |  |  |  | Solenoid CKD, E3-TP,110VAC, 4F310E-TP, Actuator JDV Model JEV085, Eniso 5211 F05/07 17 | 61
27 | XV-6301 | Automation S/D valve | Oct. Lt.2 E-635 |  |  | JDV | MTL22244 | 20425000 | [14 empty] | 1 | 150 RF |  | Close |  | 5 | C | * |  |  |  |  | Solenoid CKD, E3-TP,110VAC, 4F310E-TP, Actuator JDV Model JEV085, Eniso 5211 F05/07 17 | 63
28 | XV-6302 | Automation S/D valve | Oct. Lt.2 E-635 |  |  | JDV | MTL22244 | 20425000 | [14 empty] | 1 | 150 RF |  | Close |  | 5 | C | * |  |  |  |  | Solenoid CKD, E3-TP,110VAC, 4F310E-TP, Actuator JDV Model JEV085, Eniso 5211 F05/07 17 | 63
0
N2 Generator
1 | AV-5 | N2 Generator | N2 Generator | 514-65D-137-53-2 |  | Gemu | [15 empty] | Globe | 2-1/2 | Thread |  |  |  | 5 | C | * |  |  |  |  | 514 65D 137 51 2 | 99
2 | AV-1A-1 | N2 Generator 99% | N2 Generator | 514-50D-137-51-4 |  | Gemu | [15 empty] | Globe | 2 | Thread |  |  |  | 5 | C | * |  |  |  |  | 514 50D 137 51 4 | 99
3 | AV-1B-1 | N2 Generator 99% | N2 Generator | 514-50D-137-51-4 |  | Gemu | [15 empty] | Globe | 2 | Thread |  |  |  | 5 | C | * |  |  |  |  | 514 50D 137 51 4 | 99
4 | AV-1A-2 | N2 Generator 95% | N2 Generator | 514-50D-137-51-4 |  | Gemu | [15 empty] | Globe | 2 | Thread |  |  |  | 5 | C | * |  |  |  |  | 514 50D 137 51 4 | 99
5 | AV-1B-2 | N2 Generator 95% | N2 Generator | 514-50D-137-51-4 |  | Gemu | [15 empty] | Globe | 2 | Thread |  |  |  | 5 | C | * |  |  |  |  | 514 50D 137 51 4 | 99
6 | AV-2A-1 | N2 Generator 99% | N2 Generator | 514-32D-137-53-1 |  | Gemu | [15 empty] | Globe | 1-1/4 | Thread |  |  |  | 5 | C | * |  |  |  |  | 514 32D 137 53 1 | 99
7 | AV-2B-1 | N2 Generator 99% | N2 Generator | 514-25D-137-51-4 |  | Gemu | [15 empty] | Globe | 1 | Thread |  |  |  | 5 | C | * |  |  |  |  | 514 25D 137 51 4 | 99
8 | AV-2A-2 | N2 Generator 95% | N2 Generator | 514-40D-137-53-1 |  | Gemu | [15 empty] | Globe | 1-1/2 | Thread |  |  |  | 5 | C | * |  |  |  |  | 514 40D 139 53 1 | 99
9 | AV-2B-2 | N2 Generator 95% | N2 Generator | 514-40D-137-53-1 |  | Gemu | [15 empty] | Globe | 1-1/2 | Thread |  |  |  | 5 | C | * |  |  |  |  | 514 40D 139 53 1 | 99
10 | AV-3 | N2 Generator | N2 Generator | 514-40D-137-53-1 |  | Gemu | [15 empty] | Globe | 1-1/2 | Thread |  |  |  | 5 | C | * |  |  |  |  | 514 40D 139 53 1 | 99
11 | AV-3A | N2 Generator | N2 Generator | 514-32D-137-53-1 |  | Gemu | [15 empty] | Globe | 1 1/4 | Thread |  |  |  | 5 | C | * |  |  |  |  | 514 32D 137 51 1 | 99
12 | AV-3B | N2 Generator | N2 Generator | 514-32D-137-53-1 |  | Gemu | [15 empty] | Globe | 1-1/4 | Thread |  |  |  | 5 | C | * |  |  |  |  | 514 32D 137 53 1 | 99
13 | AV-4-A | N2 Generator | N2 Generator | 514-32D-137-53-1 |  | Gemu | [15 empty] | Globe | 1-1/4 | Thread |  |  |  | 5 | C | * |  |  |  |  | 514 32D 137 53 1 | 99
14 | AV-4-B | N2 Generator | N2 Generator | 514-40D-137-53-1 |  | Gemu | [15 empty] | Globe | 1-1/2 | Thread |  |  |  | 5 | C | * |  |  |  |  | 514 40D 139 53 1 | 99
15 | AV-5A-1 | N2 Generator 99% | N2 Generator | 514-65D-137-53-2 |  | Gemu | [15 empty] | Globe | 2-1/2 | Thread |  |  |  | 5 | C | * |  |  |  |  | 514 65D 137 53 2 | 99
16 | AV-5B-1 | N2 Generator 99% | N2 Generator | 514-65D-137-53-2 |  | Gemu | [15 empty] | Globe | 2-1/2 | Thread |  |  |  | 5 | C | * |  |  |  |  | 514 65D 137 53 2 | 99
17 | AV-5A-2 | N2 Generator 95% | N2 Generator | 514-65D-137-53-2 |  | Gemu | [15 empty] | Globe | 2-1/2 | Thread |  |  |  | 5 | C | * |  |  |  |  | 514 65D 137 53 2 | 99
18 | AV-5B-2 | N2 Generator 95% | N2 Generator | 514-65D-137-53-2 |  | Gemu | [15 empty] | Globe | 2-1/2 | Thread |  |  |  | 5 | C | * |  |  |  |  | 514 65D 137 53 2 | 99
19 | AV-6A-1 | N2 Generator 99% | N2 Generator | 514-25D-137-51-4 |  | Gemu | [15 empty] | Globe | 1 | Thread |  |  |  | 5 | C | * |  |  |  |  | 514 400 51 4 | 99
20 | AV-6B-1 | N2 Generator 99% | N2 Generator | 514-15D-137-51-4 |  | Gemu | [15 empty] | Globe | 1/2 | Thread |  |  |  | 5 | C | * |  |  |  |  | 514 15D 137 514 | 99
21 | AV-6A-2 | N2 Generator 95% | N2 Generator | 514-40D-137-53-1 |  | Gemu | [15 empty] | Globe | 1-1/2 | Thread |  |  |  | 5 | C | * |  |  |  |  | 514 40D 139 53 1 | 99
22 | AV-6B-2 | N2 Generator 95% | N2 Generator | 514-15D-137-51-4 |  | Gemu | [15 empty] | Globe | 1/2 | Thread |  |  |  | 5 | C | * |  |  |  |  | 514 15D 137 514 | 99
23 | Y-1 | Load unload | N2 Generator | [18 empty] | SOV | [5 empty] | 5 | C | * | [5 empty] | 99
24 | Y-2 | Modulating control | N2 Generator | [18 empty] | SOV | [5 empty] | 5 | C | * | [5 empty] | 99
25 | Y-5 | Osci | N2 Generator | [18 empty] | SOV | [5 empty] | 5 | C | * | [5 empty] | 99
26 | Y-51 | Water shut off | N2 Generator | [18 empty] | SOV | [5 empty] | 5 | C | * | [5 empty] | 99
0
R-410B
1 | FV-4101B | D-411 FEED | Lt2 D-411 | AGVB |  | Azbil | MTL22745 | 44781250 |  | EPA | 40 | 4.65 | - | 12427 | Kg/H | 840 | - | 1.03 | 4.52 | AS1A | 3 | GLOBE | 2 | 150 RF |  | CLOSE | [9 empty] | 41
2 | HV-4101B | D-416 TO PGH | Lt3 D-425 | ACP |  | Azbil | MTL22752 | 111781250 |  | H2,N2 | 40 | 39 | 14260 | 0 | Nm3/H | 4.22 | 2.08 | 38.9 | 42 | DG3A | 2 | GLOBE | 4 | 600 RF |  | CLOSE | [9 empty] | 41
3 | LV-4101B | TK-411 TO D-411 | Lt2 D-411 | AGVB |  | Azbil | MTL22753 | 42281250 |  | 2EH | 40 | 3.28 | 30460 | 18030 | Kg/H | 807 | - | 0.53 | 3.85 | AG1C | 3 | GLOBE | 3 | 150 RF |  | CLOSE | [9 empty] | 41
4 | PV-4101B | D-411 TO FGS | Lt3 E-416 | AGVB |  | Azbil | MTL22756 | 28781250 |  | H2,N2 | 20 | 2.3 | - | 327 | Nm3/H | 0.44 | 2.87 | 0.3 | 2.8 | AG1C | 2 | GLOBE | 1.5 | 150 RF |  | CLOSE | [9 empty] | 41
5 | LV-4102B | R-410B TO D-412 | Lt1 R-410B | ACP |  | Azbil | MTL22754 | 126281250 |  | 2EH,2EHHB | 125 | 40 | - | 60918 | Kg/H | 718 | - | 35.5 | 40 | DS1A | 5 | GLOBE | 3 | 600 RF |  | CLOSE |  | 5 | C, S | * | [5 empty] | 41
6 | TV-4102B | E-411 MPS | Lt3 E-411 | CAN |  | Azbil | MTL22759 | 118781250 |  | MPS | 204 | 15.5 | - | 2450 | Kg/H | 7.67 | 18.02 | 0.5 | 18 | BG4A | 3 | GLOBE | 3 | 300 RF |  | CLOSE | [9 empty] | 41
7 | FV-4103B | E-413 TO D-411 | Lt2 D-411 | AGVB |  | Azbil | MTL22746 | 78281250 |  | 2EH, 2EHHB | 62 | 3.3 | - | 31664 | Kg/H | 790 | - | 0.3 | 4.5 | AS1A | 5 | GLOBE | 4 | 150 RF |  | CLOSE | [9 empty] | 41
8 | PV-4103B | R-410B FEED GHY | Lt2 E-413 | HTS |  | Azbil | MTL22757 | 53281250 |  | H2 | 45 | 41.6 | - | 4709 | Nm3/H | 3.09 | 2.08 | 1.6 | 42 | DG3A | 3 | GLOBE | 1.5 | 600 RF |  | CLOSE | [9 empty] | 41
9 | PV-4104B | D-412 TO E-415 | Lt3 E-415 | AGVB |  | Azbil | MTL22758 | 26781250 |  | H2,N2 | 129 | 4.5 | - | 323 | Nm3/H | 1.1 | 2.99 | 1.2 | 4.5 | AS1A | 2 | GLOBE | 1 | 150 RF |  | CLOSE | [9 empty] | 41
10 | LV-4105B | D-416 TO D412 | Lt1 D-416 | HLC |  | Azbil | MTL22755 | 41781250 | 339 | 2EH,H2O | 40 | 39 | 3280 | 1640 | Kg/H | 833 | - | 34.5 | 39 | DS1A | 1 | GLOBE | 1 | 600 RF |  | CLOSE | [9 empty] | 41
11 | FV-4105C | P-411C MIN FLOW | Lt1 R-410B | HSC |  | Azbil | MTL22747 | 84281250 |  | 2EH, EPA | 56 | 44.7 | 34.2 | 0 | m3/H | 802 | - | 41.6 | 45.1 | DS1A | 2 | GLOBE | 2 | 600 RF |  | OPEN | [9 empty] | 41
12 | FV-4106B | R-410B FEED | Lt2 D-411B | ACP |  | Azbil | MTL22748 | 181781250 |  | 2EH, EPA | 56 | 42.9 | - | 62122 | KG/H | 802 | - | 0.51 | 43.5 | DS1A | 4 | GLOBE | 4 | 600 RF |  | CLOSE | [9 empty] | 41
13 | FV-4110B | R-410B #2 FEED GH | Lt4 E-315 | ACP |  | Azbil | MTL22749 | 273781250 |  | H2 | 41 | 40.1 | 46000 | 9900 | Nm3/H | 4.51 | 2.96 | 0.2 | 42 | DG3A | 8 | GLOBE | 8 | 600 RF |  | CLOSE | [9 empty] | 41
14 | FV-4111B | R-410B #3 FEED GH | Lt3 E-415 | ACP |  | Azbil | MTL22750 | 111781250 |  | H2 | 41 | 40.1 | 20000 | 6600 | Nm3/H | 4.51 | 2.96 | 0.3 | 42 | DG3A | 6 | GLOBE | 4 | 600 RF |  | CLOSE | [9 empty] | 41
15 | FV-4112B | R-410B #4 FEED GH | Lt3 E-434 | ACP |  | Azbil | MTL22751 | 74781250 |  | H2 | 41 | 40.1 | 10000 | 3300 | Nm3/H | 4.51 | 2.96 | 0.4 | 42 | DG3A | 4 | GLOBE | 3 | 600 RF |  | CLOSE | [9 empty] | 41
16 | TV-4115B | E-413 IN | Lt2 E-413 | AMT |  | Azbil | MTL22760 | 250781250 |  | 2EH,2EHHB | 124 | 4.5 | - | 31664 | Kg/H | 733 | - | 0.2 | 1 | AS1A | 5 | 3- WAY(DIV) | 5 | 150 RF |  | SIDE TO SIDE | [9 empty] | 41
17 | FV-4201B | T-420 FEED | Lt3 E-415 | AGVB CV3000 Alpha Plus |  | Azbil | MTL22745 | 44781250 | OP-010 | 2EH | 124 | 4 | - | 30851 | Kg/H | 733 | - | 3.2 | 3.92 | AS1B | 4 | GLOBE | 4 | 150 RF |  | CLOSE | [9 empty] | 42
18 | XV-4101B | R-410B FEED | Lt2 D-411 | E0108N-313131NHC | 10127386-1 | KTM | MTL22762 | 220000000 |  | 2EH,EPA | 56 | 42.4 | - | 62122 | Kg/H | 802 | - | 0 | 43.5 | DS1A | 4 | BALL | 4 | 600 RF |  | CLOSE |  | 125 | C, S | *** | [5 empty] | 41
19 | XV-4102B |  |  | JBF-F 2 |  | JDV | MTL23026 | 25750000 | [11 empty] | AG1C | 2 | BALL | 2 | 150 RF |  | CLOSE | [9 empty] | 41
20 | XV-4103B |  |  | JBF-F 2 |  | JDV | MTL23026 | 25750000 | [11 empty] | AG1C | 2 | BALL | 2 | 150 RF |  | CLOSE | [9 empty] | 41
0
R-510B
1 | FV-5101B | D-511B NBD FEED | Lt2 D-511B+D662:D677A1D662:D675D66D662:D675 | 501T | V26C45-111 | Koso | MTL22549 | 54396054 |  | NBD | 40 | 3.54 | - | 2492 | Kg/H | 757 | - | 0.5 | 4 | AS1A | 1.5 | GLOBE | 1.5 | 150 RF |  | CLOSE | [9 empty] | 51
2 | HV-5101B | R-510B TO PGH | Lt2 E-514 | 501T | V26C45-151 | Koso | MTL22560 | 78363664 |  | GHY | 105 | 40 | 3330 | 0 | Nm3/H | 4.22 | 2.08 | 39.9 | 42 | DS1A | 3 | GLOBE | 1.5 | 600 RF |  | CLOSE | [9 empty] | 51
3 | LV-5101B | TK-511 TO D- 511B | Lt2 D-511B | 501T | V26C45-176 | Koso | MTL22550 | 41057558 |  | NBA | 40 | 3.48 | 2960 | 465 | Kg/H | 798 | - | 0.52 | 3.92 | AG1C | 1 | GLOBE | 1 | 150 RF |  | CLOSE | [9 empty] | 51
4 | PV-5101B | D-511B TO FGS | Lt3 E-516B | AGVB |  | Azbil | MTL22829 | 35805000 |  | H2,N2 | 20 | 2.3 | - | 51.3 | Nm3/H | 0.36 | 2.32 | 0.3 | 2.8 | AG1C | 1.5 | GLOBE | 1 | 150 RF |  | CLOSE | [9 empty] | 51
5 | XV-5101B | R-510B FEED | Lt2 E-513B | E0108N-313131NHC | 10127384-1 | KTM | MTL22557 | 182500000 |  | NBA,NBD | 39 | 42.7 | - | 14928 | Kg/H | 793 | - | 0 | 43.8 | DS1A | 3 | BALL | 3 | 600 RF |  | CLOSE |  |  | C, S | *** | [5 empty] | 51
6 | LV-5102B | R-510B TO D-512 | Lt1 R-510B | 501T | V26C45-177 | Koso | MTL22559 | 83157186 |  | NBA | 105 | 39.4 | - | 15002 | Kg/H | 724 | - | 34.3 | 40 | DS1A | 2.5 | GLOBE | 2 | 600 RF |  | CLOSE | [9 empty] | 51
7 | PV-5102B | R-510B FEEF GHY | Lt2 E-514 | 501T | V26C45-208 | Koso | MTL22553 | 51165637 |  | GHY | 45 | 41.8 | - | 829 | Nm3/H | 3.09 | 2.08 | 0.5 | 42 | DG3A | 1.5 | GLOBE | 1 | 600 RF |  | CLOSE | [9 empty] | 51
8 | TV-5102B | E-511B MPS | Lt3 E-511B | 501T | V26C45-220 | Koso | MTL22554 | 62107372 |  | MPS | 204 | 15.5 | - | 730 | Kg/H | 7.67 | 18.02 | 0.5 | 18 | BG4A | 2 | GLOBE | 2 | 300 RF |  | CLOSE | [9 empty] | 51
9 | FV-5103B | E-513B TO D-511B | Lt2 D-511B | 501T | V26C45-112 | Koso | MTL22551 | 87325466 |  | NBA, NBAHB | 40 | 3.1 | 12432 | 11967 | Kg/H | 799 | - | 0.3 | 4.5 | AS1A | 3 | GLOBE | 3 | 150 RF |  | CLOSE | [9 empty] | 51
10 | PV-5104B | D-512B TO E-515B | Lt3 E-516B | 501T | V26C45-209 | Koso | MTL22555 | 48247841 |  | H2,NBA | 106 | 4.5 | - | 49.6 | Nm3/H | 0.53 | 2.59 | 0.5 | 4.5 | AS1A | 1.5 | GLOBE | 1 | 150 RF |  | CLOSE | [9 empty] | 51
11 | FV-5105C | P-511C MIN FLOW | Lt1 P-511C | 501T | V26C45-113 | Koso | MTL22558 | 71902830 |  | NBA, NBD | 39 | 43.6 | 23 | 0 | M3/H | 793 | - | 40.7 | 43.8 | DS1A | 1.5 | GLOBE | 1.5 | 600 RF |  | OPEN | [9 empty] | 51
12 | FV-5106B | R-510B FEED | Lt2 E-513B | 501G | V26C45-115 | Koso | MTL22552 | 95557819 |  | NBA, NBD | 39 | 43.3 | - | 14923 | Kg/H | 793 | - | 0.56 | 43.8 | DS1A | 3 | GLOBE | 2 | 600 RF |  | CLOSE | [9 empty] | 51
13 | TV-5115B | E-513B IN | Lt2 E-513B | 521F | V26C45-221 | Koso | MTL22556 | 105353277 |  | NBA | 106 | 4.5 | - | 11970 | Kg/H | 729 | - | 0.2 | 1 | AS1A | 3 | 3-WAY (DIV) | 3 | 150 RF |  | SIDE TO SIDE | [9 empty] | 51
14 | FV-5201B | T-520 FEED | Lt3 E-516B | AGVB |  | Azbil | MTL22830 | 42036000 |  | NBA | 106 | 4.3 | - | 3029 | Kg/H | 729 | - | 2.63 | 3.22 | AS1A | 1.5 | GLOBE | 1 | 150 RF |  | CLOSE | [9 empty] | 52
0
T-170
1 | FV-1701 | T-170 FEED | T-170 Feed | AGVB CV3000 Alpha Plus |  | Azbil | MTL22686 | 34200000 |  | IBD | 50 | 2.3 |  | 2200 kg/H |  | 753 Kg/m3 |  | 2328 | 4514 | AS1A | 1.5 | GLOBE | 1 | 150 RF |  | CLOSE | [9 empty] | 17
2 | FV-1702 | T-170 REFLUX | D-175 | AGVB CV3000 Alpha Plus |  | Azbil | MTL22687 | 45450000 |  | IBD | 45 | 2.458 |  | 4000 kg/H |  | 764 |  | 1.74 | 3 | AS1A | 1.5 | GLOBE | 2 | 150 RF |  | CLOSE | [9 empty] | 17
3 | FV-1703 | E-172 LPS | E-172 | HTS |  | Azbil | MTL22688 | 70200000 |  | Steam | 155 | 4.3 |  | 1216 kg/H |  |  | 18.2 | 0.3 | 6 | AG1B | 4 | GLOBE | 3 | 150 RF |  | CLOSE | [9 empty] | 17
4 | FV-1704 | P-172 to TK-141 | T-170 | AGVB CV3000 Alpha Plus |  | Azbil | MTL22689 | 34560000 |  | IBD | 68 | 1.494 |  | 50 kg/H |  | 737 |  | 0.794 | 2 | AS1A | 1 | GLOBE | 1 | 150 RF |  | CLOSE | [9 empty] | 17
5 | FV-1705 | D-175 | D-175 | AGVB CV3000 Alpha Plus |  | Azbil | MTL22690 | 34020000 |  | IBD | 45 | 2.475 |  | 33 kg/H |  | 764 |  | 1625 | 3 | AS1A | 3/4 | GLOBE | 3/4 | 150 RF |  | CLOSE | [9 empty] | 17
6 | FV-1706 | P-174 to E-174 | D-175 | AGVB CV3000 Alpha Plus |  | Azbil | MTL22691 | 40050000 |  | IBD | 66.3 | 2.479 |  | 1980 kg/H |  | 737 |  | 1629 | 3 | AS1A | 1.5 | GLOBE | 1.5 | 150 RF |  | CLOSE | [9 empty] | 17
7 | LV-1703 | D-175 to TK-971 | D-175 | AGVB CV3000 Alpha Plus |  | Azbil | MTL22692 | 32400000 |  | Water | 45 | 1.3 |  | 54 kg/H |  | 958 |  | 1.3 | 1.3 | AS1A | 3/4 | GLOBE | 3/4 | 150 RF |  | CLOSE | [9 empty] | 17
8 | PCV-1752 | TK-172 NGB | TK-172 | Y693 |  | Fisher | MTL22795 | 125726200 |  | N2 | 40 | 0.5 | 23 | 1 | Nm3/H | - | 28 | 0.495 | 1 | AS1A | 1.5 | - | 1.5 | 150 RF | [11 empty] | 17
Demin Water
1 | KV-9331-001 | No.1 Skid | D-931 | 46423 |  | ASV stubbe | 90014065 |  | U311-00165 | Raw Water | [9 empty] | AP1A | 3 | Diaphragm | DN80 | PN10 |  | NO | [9 empty] | 17
2 | KV-9331-002 | No.1 Skid | D-931 | 46423 |  | ASV stubbe | 90014065 |  | U311-00165 | Raw Water | [9 empty] | AP1A | 3 | Diaphragm | DN80 | PN10 |  | NO
3 | KV-9331-003 | No.1 Skid | D-931 | 46422 |  | ASV stubbe |  |  | U311-00165 | Raw Water | [9 empty] | AP1A | 2.5 | Diaphragm | DN65 | PN10 |  | NO
4 | KV-9331-004 | No.1 Skid | D-931 | 46422 |  | ASV stubbe |  |  | U311-00165 | Waste water | [9 empty] | AP1A | 2.5 | Diaphragm | DN65 | PN10 |  | NO
5 | KV-9331-005 | No.1 Skid | D-931 | 65090 |  | ASV stubbe | 90006195 |  | U311-00165 | Waste water | [9 empty] | AP1A | 2 | Diaphragm | DN50 | PN10 |  | NO
6 | KV-9331-101 | SOV inlet Service | D-932 | 46423 |  | ASV stubbe | 90014065 |  | U311-00165 | Raw Water | [9 empty] | AP1A | 3 | Diaphragm | DN80 | PN10 |  | NO
7 | KV-9331-102 | SOV oulet Service | D-932 | 46423 |  | ASV stubbe | 90014065 |  | U311-00165 | Raw Water | [9 empty] | AP1A | 3 | Diaphragm | DN80 | PN10 |  | NO
8 | KV-9331-103 | SOV outlet regenerasi | D-932 | 46423 |  | ASV stubbe | 90014065 |  | U311-00165 | Waste water | [9 empty] | AP1A | 3 | Diaphragm | DN80 | PN10 |  | NO
9 | KV-9331-104 | SOV inlet regenerasi | D-932 | 46422 |  | ASV stubbe |  |  | U311-00165 | DMW | [9 empty] | AP1A | 2.5 | Diaphragm | DN65 | PN10 |  | NO
10 | KV-9331-105 | SOV inlet regenerasi | D-932 | 65089 |  | ASV stubbe | 90006197 |  | U311-00165 | DMW | [9 empty] | AP1A | 1.5 | Diaphragm | DN40 | PN10 |  | NO
11 | KV-9331-106 | SOV inlet regenerasi | D-932 | 65090 |  | ASV stubbe |  |  | U311-00165 | DMW | [9 empty] | AP1A | 2 | Diaphragm | DN50 | PN10 |  | NO
12 | KV-9331-301 | SOV oulet Service | D-933 | 46423 |  | ASV stubbe | 90014065 |  | U311-00166 | Raw Water | [9 empty] | AP1A | 3 | Diaphragm | DN80 | PN10 |  | NO
13 | KV-9331-302 | SOV inlet Service | D-933 | 46423 |  | ASV stubbe | 90014065 |  | U311-00166 | Raw Water | [9 empty] | AP1A | 3 | Diaphragm | DN80 | PN10 |  | NO
14 | KV-9331-303 | SOV oulet Service | D-933 | 46423 |  | ASV stubbe | 90014065 |  | U311-00166 | Raw Water | [9 empty] | AP1A | 3 | Diaphragm | DN80 | PN10 |  | NO
15 | KV-9331-304 | SOV outlet regenerasi | D-933 | 46422 |  | ASV stubbe |  |  | U311-00166 | Waste water | [9 empty] | AP1A | 2.5 | Diaphragm | DN65 | PN10 |  | NO
16 | KV-9331-305 | SOV oulet Service | D-933 | 65090 |  | ASV stubbe | 90006195 |  | U311-00166 | Raw Water | [9 empty] | AP1A | 2 | Diaphragm | DN50 | PN10 |  | NO
17 | KV-9331-401 | No.2 Skid | D-934 | 46423 |  | ASV stubbe |  |  | U311-00166 | Raw Water | [9 empty] | AP1A | 3 | Diaphragm | DN80 | PN10 |  | NO
18 | KV-9331-402 | No.2 Skid | D-934 | 46423 |  | ASV stubbe |  |  | U311-00166 | Waste water | [9 empty] | AP1A | 3 | Diaphragm | DN80 | PN10 |  | NO
19 | KV-9331-403 | No.2 Skid | D-934 | 65090 |  | ASV stubbe | 90006195 |  | U311-00166 | Waste water | [9 empty] | AP1A | 2 | Diaphragm | DN50 | PN10 |  | NO
20 | KV-9331-404 | No.2 Skid | D-934 | 65090 |  | ASV stubbe | 90006195 |  | U311-00166 | Waste water | [9 empty] | AP1A | 2 | Diaphragm | DN50 | PN10 |  | NO
21 | KV-9331-405 | No.2 Skid | D-934 | 65090 |  | ASV stubbe | 90006195 |  | U311-00166 | Waste water | [9 empty] | AP1A | 2 | Diaphragm | DN50 | PN10 |  | NO
22 | KV-9331-406 | No.2 Skid | D-934 | 65088 |  | ASV stubbe | 90006196 |  | U311-00166 | Raw Water | [9 empty] | AP1A | 1.25 | Diaphragm | DN32 | PN10 |  | NO
23 | KV-9331-407 | No.2 Skid | D-934 | 65090 |  | ASV stubbe |  |  | U311-00166 | Raw Water | [9 empty] | AP1A | 2 | Diaphragm | DN50 | PN10 |  | NO
24 | KV-9331-408 | No.2 Skid | D-934 | 46423 |  | ASV stubbe | 90014065 |  | U311-00166 | Raw Water | [9 empty] | AP1A | 3 | Diaphragm | DN80 | PN10 |  | NO
25 | KV-9331-410 | No.2 Skid | D-934 | 65090 |  | ASV stubbe | 90006195 |  | U311-00166 | DMW | [9 empty] | AP1A | 2 | Diaphragm | DN50 | PN10 |  | NO
26 | KV-9331-411 | No.2 Skid | D-934 | 65088 |  | ASV stubbe | 90006196 |  | U311-00166 | Raw Water | [9 empty] | AP1A | 1.25 | Diaphragm | DN32 | PN10 |  | NO
27 | KV-9331-501 | D-934 to TK-939 |  | 1450 |  | ASV stubbe |  |  | U311-00166 | Waste water | [9 empty] | AP1A | 1/2 | Diaphragm | DN15 | PN10 |  | NC
28 | KV-9331-601 | GPI to TK-937-T1 | TK-937-T1 | MV310 NC PN10 |  | ASV stubbe | 90006192 |  | U311-00167 | [12 empty] | Diaphragm | DN15 | PN10 |  | NC | [8 empty] | Lokal tidak ada
29 | KV-9331-602 | DMW from P-934A/B | TK-937-T1 | 1475 |  | ASV stubbe | 90006192 |  | U311-00167 | DMW | [9 empty] | AP1A | 3/4 | Diaphragm | DN15 | PN10 |  | NC
30 | KV-9331-603 | H2SO4 from P-831A/B to TK-937-T1 | TK-937-T1 | MV310 NC PN10 |  | ASV stubbe | 90006192 |  | U311-00167 | [12 empty] | Diaphragm | DN15 | PN10 |  | NC | [8 empty] | Lokal tidak ada
31 | KV-9331-604 | H2SO4 TK-937-T1 to TK-937 | TK-937-T1 | MV310 NC PN10 |  | ASV stubbe | 90006192 |  | U311-00167 | [12 empty] | Diaphragm | DN15 | PN10 |  | NC | [8 empty] | Lokal tidak ada
32 | KV-9331-605 | SOV inlet regenerasi | TK-937 | 1450 |  | ASV stubbe | 90006192 |  | U311-00167 | H2SO4 | [9 empty] | AP1A | 1/2 | Diaphragm | DN15 | PN10 |  | NC
33 | KV-9331-606 | SOV inlet regenerasi | TK-937 | 1450 |  | ASV stubbe | 90006192 |  | U311-00167 | H2SO4 | [9 empty] | AP1A | 1/2 | Diaphragm | DN15 | PN10 |  | NC
34 | KV-9331-607 | SOV Backwash | TK-937 | 65090 |  | ASV stubbe | 90006195 |  | U311-00167 | DMW | [9 empty] | AP1A | 2 | Diaphragm | DN50 | PN10 |  | NO
35 | KV-9331-608 | H2SO4 to D-934 | TK-937 | 1450 |  | ASV stubbe | 90006192 |  | U311-00167 | H2SO4 | [9 empty] | AP1A | 1/2 | Diaphragm | DN15 | PN10 |  | NC
36 | KV-9331-609 | DMW to D-934 | TK-937 | 65087 |  | ASV stubbe |  |  | U311-00167 | DMW | [9 empty] | AP1A | 1 | Diaphragm | DN25 | PN10 |  | NO
37 | KV-9331-701 | NaOH to TK-938 | TK-938 | MV310 NC PN10 |  | ASV stubbe | 90006192 | [14 empty] | Diaphragm | DN15 | PN10 |  | NC | [8 empty] | Lokal tidak ada
38 | KV-9331-702 | SOV inlet regenerasi | TK-938 | 1450 |  | ASV stubbe | 90006192 |  | U311-00167 | NaOH | [9 empty] | AP1A | 1/2 | Diaphragm | DN15 | PN10 |  | NC
39 | KV-9331-703 | SOV steam | TK-938 | 65088 |  | ASV stubbe |  |  | U311-00167 | NaOH | [9 empty] | AP1A | 1.25 | Diaphragm | DN32 | PN10 |  | NO
40 | KV-9331-704 | SOV steam | TK-938 | 46422 |  | ASV stubbe |  |  | U311-00167 | NaOH | [9 empty] | AP1A | 2.5 | Diaphragm | DN65 | PN10 |  | NO
41 | KV-9331-705 | TK-938 to D-934 | TK-938 | 1450 |  | ASV stubbe | 90006192 |  | U311-00167 | NaOH | [9 empty] | AP1A | 1/2 | Diaphragm | DN15 | PN10 |  | NC
42 | KV-9331-706 | DMW to D-934 | TK-938 | 65087 |  | ASV stubbe |  |  | U311-00167 | DMW | [9 empty] | AP1A | 1 | Diaphragm | DN25 | PN10 |  | NO
43 | KV-9331-801 | TK-939 to compress. Air MBP | B-939 | 4426IB10 |  | Aquamatic |  |  | U311-00167 | Aeration air | [9 empty] | AP1A | 2.5 | Diaphragm | DN65 | PN10 |  | NO | [8 empty] | Lokal tidak ada
44 | KV-9331-901 | TK-939 to TK-811 | P-939B | 46424 |  | ASV stubbe |  |  | U311-00167 | Waste water | [9 empty] | AP1A | 4 | Diaphragm | DN100 | PN10 |  | NO
45 | KV-9331-902 | TK-939 to TK-811 | TK-939 | 46424 |  | ASV stubbe |  |  | U311-00167 | Waste water | [9 empty] | AP1A | 4 | Diaphragm | DN100 | PN10 |  | NO
46 | KV-9331-903 | NaOH TK-938 to TK-939 | TK-939 | 1475 |  | ASV stubbe | 90006193 |  | U311-00167 | NaOH | [9 empty] | AP1A | 3/4 | Diaphragm | DN20 | PN10 |  | NC
47 | KV-9331-904 | H2SO4 TK-937 to TK-939 | TK-939 | 1475 |  | ASV stubbe | 90006193 |  | U311-00167 | H2SO4 | [9 empty] | AP1A | 3/4 | Diaphragm | DN20 | PN10 |  | NC
48 | LV-9931 | D-931 to TK-939 | TK-939 | 252311 - 030 |  | Spears |  |  | U311-00167 | DMW | 33 | 3.5 | [7 empty] | AP1A | 2.5 | Butterfly | 3 | ANSI | [10 empty] | Positioner PremiAir 004
49 | TV-9331 | Steam gas | DEMIN WATER | 2632 |  | Burkert |  |  | U311-00167 | Steam | 152 | 4 | [7 empty] | AG1B | 1.5 | EQ% | 1 1/2 | NPTF | [10 empty] | Positioner burket 1067
50 | HV-9301 | Product Demin Water | DEMIN WATER | 252311 - 030 |  | Spears |  |  | U311-00166 | RAW | 33 | 4 | 32,6 |  | m3/H |  |  |  |  | AP1A | 3 | Butterfly | 3 | 150FF | [10 empty] | Positioner burket 1067
Jetty Pelindo
1 | ESD-01 | PPY from Ship Jetty Pelindo | Jetty Pelindo | G300 SG 71 2200MV 5 08 | 2-83CS7-6 | Neles Jamesbury | MTL20917 | USD 3713.60 | [13 empty] | Ball | 6 | 300 RF
2 | ESD-02 | IBA to Ship Jetty Pelindo | Jetty Pelindo | FIG No. TA1F3 |  | GLT | P1310028 | [14 empty] | Ball
3 | ESD-03 | 2EH to Ship Jetty Pelindo | Jetty Pelindo | 1LG/D 1500 |  | Rotork Gears | MTL21869 | USD 3418.75 | [17 empty] | Close | Koso, Spirax | 5 | C | * |  |  |  |  | Spiraxsarco | 2
FOL Separator
1 | XV-9621 | Threeway valve | FOL Separator | XKL-B-1121 |  | China |  |  |  | FOL | [14 empty] | 2024-05-25
2 | XV-9622 | Solenoid water valve 1 | FOL Separator | B407 |  | China |  |  |  | FOL | [14 empty] | 2024-05-25
3 | XV-9623 | Solenoid water valve 2 | FOL Separator | B407 |  | China |  |  |  | FOL | [14 empty] | 2024-05-25
4 | XV-9624 | Solenoid water valve 3 | FOL Separator | B407 |  | China |  |  |  | FOL | [14 empty] | 2024-05-25
Total Equipment |  | 711
Menu

## 1
Equipment List of CONTROL SYSTEM
[8 empty] | Note : |  |  |  | Note :
[8 empty] | C : Critical; S : Safety; E : Environment |  |  |  | C : Critical; S : Safety; E : Environment
No. | Tag. No | Service | Location | Model | S/N | Mfg. | PIC | IK | Name | Category |  | Complex Grade | Spare Part | IK/ SOP | PM | Price USD | Remark
[10 empty] | Score | Grade | [6 empty] | EaMS update
1 | PONEWS-01 | Engineering | DCS | T5820XL |  | DELL |  |  | Console | 125 | C, S | *** | Klik
2 | PONOWS-01 | All area | DCS | T5820XL |  | DELL |  |  | Console | 125 | C, S | *** | Klik
3 | PONOWS-02 | All area | DCS | T5820XL |  | DELL |  |  | Console | 125 | C, S | *** | Klik
4 | PONOWS-03 | All area | DCS | T5820XL |  | DELL |  |  | Console | 125 | C, S | *** | Klik
5 | PONOWS-04 | All area | DCS | T5820XL |  | DELL |  |  | Console | 125 | C, S, E | *** | Klik
6 | PONOWS-05 | All area | DCS | T5820XL |  | DELL |  |  | Console | 125 | C, S, E | *** | Klik
7 | PONOWS-06 | All area | DCS | T5820XL |  | DELL |  |  | Console | 125 | C, S, E | *** | Klik
8 | CLS-3 | Paging | DCS |  |  | Gai-tronics |  |  | Console
9 | CLS-7 | Paging | DCS |  |  | Gai-tronics |  |  | Console
10 | CLS-10 | CCTV | DCS |  |  | Gai-tronics |  |  | Console
11 | Printer-1 | Syn gas | DCS | LQ2109 |  | Epson |  |  | Printer
12 | Printer-2 | Octanol | DCS | LQ2109 |  | Epson |  |  | Printer | 25 | C, S | **
13 | Colour Printer | ALL GUS | DCS | Laser jet Pro 400 |  | HP |  |  | Printer
14 | Printer Colour PSA | PSA/ Membrane | DCS | [5 empty] | Printer
15 | PC PSA/ Membrane | PSA/ Membrane | DCS |  |  | Dell |  |  | Per. Computer | 125 | C, S | *** | Klik
16 | Power-01 | Power Control Room | DCS |  |  | Yamatake Honeywell |  |  | Panel | 125 | C, S | *** | Klik
17 | GD & FA | Gas Detector & Fire Alarm | DCS |  |  | Yamatake Honeywell |  |  | Panel | 25 | C, S | **
18 | Sirine | Sirine Alarm | DCS |  |  | - |  |  | Panel | 25 | C, S | **
19 | Paging | Paging All Area | DCS |  |  | Gai-tronics |  |  | Panel
20 | T-01 | Termination | Rack Room |  |  | Yamatake Honeywell |  |  | Panel
21 | T-02 | Termination | Rack Room |  |  | Yamatake Honeywell |  |  | Panel
22 | T-03 | Termination | Rack Room |  |  | Yamatake Honeywell |  |  | Panel
23 | T-04 | Termination | Rack Room |  |  | Yamatake Honeywell |  |  | Panel
24 | T-05 | Termination | Rack Room |  |  | Yamatake Honeywell |  |  | Panel
25 | T-06 | Termination | Rack Room |  |  | Yamatake Honeywell |  |  | Panel
26 | T-07 | Termination | Rack Room |  |  | Yamatake Honeywell |  |  | Panel
27 | B-01 | Barrier | Rack Room |  |  | Yamatake Honeywell |  |  | Panel | 25 | C, S | **
28 | B-02 | Barrier | Rack Room |  |  | Yamatake Honeywell |  |  | Panel | 25 | C, S | **
29 | B-03 | Barrier | Rack Room |  |  | Yamatake Honeywell |  |  | Panel | 25 | C, S | **
30 | B-04 | Barrier | Rack Room |  |  | Yamatake Honeywell |  |  | Panel | 25 | C, S | **
31 | B-05 | Barrier | Rack Room |  |  | Yamatake Honeywell |  |  | Panel | 25 | C, S | **
32 | B-06 | Barrier | Rack Room |  |  | Yamatake Honeywell |  |  | Panel | 25 | C, S | **
33 | B-07 | Barrier | Rack Room |  |  | Yamatake Honeywell |  |  | Panel | 25 | C, S | **
34 | B-08 | Barrier | Rack Room |  |  | Yamatake Honeywell |  |  | Panel | 25 | C, S | **
35 | B-09 | Barrier | Rack Room |  |  | Yamatake Honeywell |  |  | Panel | 25 | C, S | **
36 | B-10 | Barrier | Rack Room |  |  | Yamatake Honeywell |  |  | Panel | 25 | C, S | **
37 | B-11 | Barrier | Rack Room |  |  | Yamatake Honeywell |  |  | Panel | 25 | C, S | **
38 | R-01 | Relay | Rack Room |  |  | Yamatake Honeywell |  |  | Panel | 25 | C, S | **
39 | R-02 | Relay | Rack Room |  |  | Yamatake Honeywell |  |  | Panel | 25 | C, S | **
40 | R-03 | Relay | Rack Room |  |  | Yamatake Honeywell |  |  | Panel | 25 | C, S | **
41 | R-04 | Relay | Rack Room |  |  | Yamatake Honeywell |  |  | Panel | 25 | C, S | **
42 | R-05 | Relay | Rack Room |  |  | Yamatake Honeywell |  |  | Panel | 25 | C, S | **
43 | AI-01 | Analyzer | Rack Room |  |  | Yamatake Honeywell |  |  | Panel | 25 | C, S | **
44 | AI-02 | Analyzer | Rack Room |  |  | Yamatake Honeywell |  |  | Panel | 25 | C, S | **
45 | HPM-1 | High Performance Module | Rack Room |  |  | Yamatake Honeywell |  |  | Panel | 125 | C, S | *** | Klik
46 | HPM-2 | High Performance Module | Rack Room |  |  | Yamatake Honeywell |  |  | Panel | 125 | C, S | *** | Klik
47 | HPM-3 | High Performance Module | Rack Room |  |  | Yamatake Honeywell |  |  | Panel | 125 | C, S | *** | Klik
48 | HPM-4 | High Performance Module | Rack Room |  |  | Yamatake Honeywell |  |  | Panel | 125 | C, S | *** | Klik
49 | HPM-5 | High Performance Module | Rack Room |  |  | Yamatake Honeywell |  |  | Panel | 125 | C, S | *** | Klik
50 | PSA Cabinet | PSA | Rack Room |  |  | Yamatake Honeywell |  |  | Panel | 125 | C, S | *** | Klik
51 | Power-02 | Power Rack Room | Rack Room |  |  | Yamatake Honeywell |  |  | Panel | 125 | C, S | *** | Klik
52 | MCC -5B UNION | CO2 50TPD Controller | MCC CO2 Plant |  |  | UNION |  |  | Panel | 5 | C, S | *
53 | MCC -5C UNION | CO2 100TPD Controller | MCC CO2 Plant |  |  | UNION |  |  | Panel | 5 | C, S | *
54 | H-922 | H-922 controller | H-922 |  |  | Rittal |  |  | Panel | 125 | C, S | *** | Klik
55 | H-923 | H-923 controller | H-923 |  |  | Rittal |  |  | Panel | 125 | C, S | *** | Klik
56 | AI-03 | CO2 Plant Analyzer | CO2 Plant |  |  | Rittal |  |  | Panel | 25 | C, S | **
57 | MBP Demin water | MBP demin Controller | Demin water | [5 empty] | Panel | 125 | E | ***
58 | RO | RO Controller | RO Shelter | [5 empty] | Panel | 5 | E | *
59 | Incinerator | Incinerator Controller | Incinerator unit | [5 empty] | Panel | 5 | E | *
60 | EPKS Server | Server | Rack Room |  |  | Honeywell |  |  | Panel | 25 | C, S | **
61 | TFM Core PC | TFM | DCS |  |  | HP |  |  | PC | 125 | C, S | ***
62 | TFM Client PC | TFM | DCS |  |  | HP |  |  | PC | 125 | C, S | ***
63 | PONPHDSVR | PHD | DCS | T340XL |  | DELL |  |  | PC | 125 | C, S | ***
64 | PONEBRSVR | EBR Server | Rack Room |  |  | DELL |  |  | Server | 125 | C, S | ***
65 | PONDCSVR | Domain controller | Rack Room |  |  | DELL |  |  | Server | 125 | C, S | ***
66 | PONDCSSVR01A | Server A | Rack Room | EPKS R511.5 |  | DELL |  |  | Server A | 125 | C, S | ***
67 | PONDCSSVR01B | Server B | Rack Room | EPKS R511.5 |  | DELL |  |  | Server B | 125 | C, S | ***
68 | KVM | Monitoring | Rack Room | TP-KVMCB2-100 |  | DELL |  |  | Monitoring | 125 | C, S | ***
69 | GPS LANTIME | All | Rack Room |  |  | DELL |  |  | GPS | 25 | C, S | **
Total Equipment |  |  | 69

## stock
10001002 | Oil Seal d85 x 110 x 13 |  | 7
10002002 | Oil Seal d225 x d190 |  | 0
10002002 | Oil Seal d225 x d190 |  | 0
10002003 | Oil Seal d230 x d220 |  | 1
10002005 | Oil Seal d100 x d125 |  | 5
10002006 | Oil Seal d230 x d260 x 2 | 0 | 2
10002008 | Mechanical seal type LJE |  | 0
10002009 | Drive Pin materila SUS 3 |  | 4
10002010 | O-ring materila FKM-70 ( |  | 2
10002011 | Sel ring material Carbon |  | 2
10002012 | Matting ring ASY materia |  | 2
10002013 | O-ring materila FKM-70 ( |  | 2
10002014 | O-ring materila FKM-70 ( |  | 2
10002015 | Compress ring material S |  | 2
10002016 | Coil Spring material SUS |  | 64
10002017 | Collar material SUS 304 |  | 1
10002018 | Drive Pin material SUS 3 |  | 8
10002019 | Drive Pin material SUS 3 |  | 8
10002020 | Sleeve material SS 400 ( |  | 1
10002021 | O-ring materila FKM-70 ( |  | 2
10002022 | Mechanical seal Eagle I |  | 1
10004002 | Oil Seal d110 x d145 x 1 | 5 | 0
10004002 | Oil Seal d110 x d145 x 1 | 5 | 3
10004003 | Oil Seal d65 x d88 x 12 | mm Mt l NBR D658812 For | 6
10004006 | O Ring - G 115 T3.1 x d1 | 20 | 1
10004007 | Ring Gear Houshing For C | irclo Drive Model:CVVJM | 1
10004008 | Rig Gear Pin (1set=28pcs | ) For Circlo Drive Model | 1
10004009 | Ring gear roller (1 set= | 28 pcs) for Circle drive | 1
10004010 | Cycloid Disc for Circle | Drive Model: CVVJM 30 - | 1
10004011 | Eccentric bearing for Ci | rcle drive Model: cvvjm | 1
10004012 | Gear no.231 for gear box | type ST54-G3MR-3.7 matr | 1
10004013 | Pinion no.229 for gear | box type ST54-G3MR-3.7 m | 1
11001001 | OIL SEAL d60 x d80 x T.8 | 1 set = 2 pcs | 6
11001002 | V SEAL d55 x d120 x T.8 | 1 set = 2 pcs | 4
11001003 | O-RING d115 x d121 x T.3 | 1 set = 2 pcs Mat l: N | 5
11001006 | V-Belt 5V-630 (1 set = | 2 pcs) For B-811 A/B Typ | 12
11001007 | Snap Ring d51 x 58 x T.2 | For B-811 A/B, Type: A | 5
11001008 | Internal Retaining Ring | OD. 125 x T. 2mm | 8
11001009 | V-belt XPA 1800 |  | 9
11002001 | V-Belt 13 x 787 (A-31) M | odel: TLE 200 Mfg:Degasi | 1
11003001 | V - Belt B-59 |  | 6
11004001 | V-Belt ( 5V-1120 ) 96057 | 3-00 (1 Set= 4 Pcs) For | 4
11004002 | Adapter Nut 13 L HH |  | 0
11004002 | Adapter Nut 13 L HH |  | 1
11004003 | Lock Washer MB13A For B- | 951,Type:B-951 Incinerat | 1
11005001 | V-Belt B-41 |  | 9
11005002 | V-Belt A-37 |  | 4
11006001 | V - Belt B-80 |  | 4
11006002 | V-Belt B-37 |  | 1
11006003 | V-Belt B-28 |  | 2
11006004 | V - Belt B-43 |  | 3
11006006 | V-Belt Type SPZ-2030 (3V | -300) | 3
11006008 | V-belt C-59 |  | 12
11006009 | V-belt model no. 2-11MS- | 1550 | 24
11006011 | V-belt B-45 for AC |  | 3
11007001 | Oil Seal TF-95 120 18 |  | 1
11007002 | Oil Seal TC-55 72 12 |  | 4
11007003 | Needle Roller Bearing HK | 1812 SKF | 4
11007005 | O-Ring Size Dia. 65 x 3m | m | 2
11007007 | Flex Element Mat l Compo | site P/N: 200917-575 For | 5
12001007 | Gasket ( Valve Cover ) | d183 x d174 x T1.5 ,Asbe | 14
12001008 | Gasket ( Valve Seat ) d | 153 x d144 x T1.5 ,A1050 | 14
12001009 | Gasket ( Suction Valve H | older ) d26 x d16.5 x T | 14
12001010 | Gasket ( Discharge Valve | Holder ) d46 x d31 x T1 | 12
12001011 | Piston Ring d290 x d238 | x T10, Teflon Mikuni Juk | 8
12001012 | Rider Ring d275 x d255 x | T53.5, Teflon Mikuni Ju | 4
12001013 | Gland Packing (Straight | cut)(1st. Chamber w/G.sp | 0
12001014 | Gland Packing (Step cut) | (1st. Chamber w/G.spring | 7
12001015 | Gland Packing (Straight | cut)(2nd.Chamber w/G.spr | 0
12001016 | Gland Packing (Step cut) | (2nd. Chamber w/G.spring | 3
12001017 | Breaker Ring (W/Garter S | pring ) d85 x d55 x T.16 | 0
12001018 | Gasket ( Cylinder Cover | ) d426 x d296 x T1.5, V | 3
12001019 | Wiper Ring ( W/Garter Sp | ring) d75 x d55 x T1.5, | 2
12001029 | valve plate peek | P/N:85-433776-pk60 | 10
12001032 | Guide ringdia. 37 S=5.0 | P/N"55-146419 | 10
12001034 | Locating pin | P/N:60-3x15H100 | 15
12001035 | Suction valve assembly f | C-009 | 0
12001036 | Discharge valve assembly | for C-009 | 0
12002001 | Oil Scraper Ring With Ga | rter Spring d125xd90xT.1 | 10
12002002 | Seal ring With Garter Sp | ring d90 x 7.1 x 7.1 5G- | 13
12002012 | Valve Plate For 2nd Stag | e Suc & Dis Valve No. 5 | 4
12002031 | Stufing Box Inner Ring | P 2G-06686, 4G10165, 5 | 2
12002032 | Stufing Box Inner Ring | TR d90 x 7.1 x 7.1, Te | 11
12002033 | Seal Ring With Garter Sp | ring WAT d90 x T15,WA | 8
12002034 | Piston Ring For 1st Stag | e d315x8.7, 4G-58048, 5G | 5
12002035 | Piston Ring For 2nd Stag | e d220x6.75, 4G-58049, 5 | 4
12002038 | Rider Ring For 1st Stage | d315 x 73.3, 4G- 58052, | 2
12002039 | Rider Ring For 2nd Stage | d220x63.5, 4G-58053,5G- | 2
12002043 | Main Bearing d260 x 185, | 2G-12525, 5G-04015, mat | 4
12002044 | Guide Bearing d260x225x2 | 30, 2G-12526, 5G-04015, | 0
12002044 | Guide Bearing d260x225x2 | 30, 2G-12526, 5G-04015, | 1
12002045 | Crankpin Metal Dia.260 x | 149mm, DWG NO: 5G-03239 | 2
12002046 | Crossehead Pin Metal d13 | 5x140, 3G-17647, 5G-0323 | 3
12002047 | Bushng Metal 67.3xd135xd | 160, 3G-17608, 5G-03240, | 4
12002049 | V ring For Crank Shaft d | 350xd320xT25, V-325A, 5 | 2
12002050 | Plug For Piston Rod d18 | x d20, C35, 4G-05952, 5G | 17
12002051 | Ring For Piston Rod d115 | x T.19.5, C35, 4G-05951 | 4
12002052 | O-Ring For Stuffing Box | d11.1 x d7.54x T 1.78, | 0
12002053 | O-Ring For Stuffing Box | d130.4 x d2.8,4G-15436, | 22
12002054 | O-Ring For Stuffing Box | d139.4 x d3.1,JB2401,4D | 2
12002059 | O - Ring For 1st Stage B | ottom Cover d359.5xd8.4, | 2
12002061 | O - Ring For 1st Stage B | ottom Cover d640xd9, JB | 0
12002063 | O - Ring For 1st Stage T | op Cover d674.5xd9, type | 1
12002064 | O - Ring For 2nd Stage T | op Cover d534.5xd9, 5G-0 | 1
12002065 | Suc & Dis Valve Gasket F | or 1st Stage d245xd235, | 4
12002066 | Suc & Dis Valve Gasket F | or 2nd Stage d175 x d165 | 2
12002067 | Gasket For 1st Stage Val | ve Cover d260 x d249 x T | 3
12002068 | Gasket For 2nd Stage Val | ve Cover d215 x d204 x T | 2
12002070 | Gasket For 2nd Stage Cap | Nut d46 x d31, 5G-04017 | 30
12002071 | Suc & Dis Valve Gasket F | or 1st Stage d280 x d270 | 16
12002073 | Gasket For 1st Stage Val | ve Cover d340 x d329 x T | 10
12002074 | Gasket For 2nd Stage Val | ve Cover d300 x d289 x T | 6
12002082 | Oil Element Filter d102. | 2 x 250, P-KAS-16-40UW, | 1
12002093 | Gasket C-011 For Inter C | ooler d414 x d394 x T.3, | 3
12002094 | Gasket C-011 For Inter C | ooler d414 x d364 x T3, | 0
12002099 | Valve Plate Peek For 1st | & 2nd Stage, Suc & Dis | 11
12002100 | Rearrange.Part For1 st D | is Valve (Location Pin) | 17
12002101 | Rearrange.Part For1 st D | is Valve (Guide Ring) 52 | 16
12002106 | JL Nut 60-13 H 410 For C | -011/018 Type.C-354, S/N | 4
12002113 | Discharge valve for 2nd | stage (complete) 157 CGO | 1
12002118 | Valve Spring Discharge V | alve 1st Stage 60-III/6 | 54
12002119 | Valve Spring Suction Val | ve 2nd Stage 60-IV/3 For | 43
12002121 | Valve Spring Discharge V | alve 2nd Stage 60-IV/6 F | 43
12002122 | Valve Spring Suction Val | ve 1st Stage 60-III/6 Fo | 28
12002124 | Valve Spring Discharge V | alve 1st Stage 60-2824 F | 64
12002126 | Valve Spring Suction Val | ve 2nd Stage 60-2824 For | 26
12002129 | Valve Spring Discharge V | alve 2nd Stage 60-2724 F | 28
12002132 | Valve Plate Suc & Dis 1s | t Stage 85-426596-MT.60 | 6
12002134 | Valve Plate Suc & Dis Va | lve 2nd Stage P/N.85-439 | 5
12002135 | Distance Ring 'OLD' | P/N. 4G-52550 | 2
12002137 | Suction Valve For 1 st S | tage C-018 | 0
12002138 | Special Nut Rod Connect | P/N:2G-03363(Include:Reg | 1
12002140 | Nut P/N:3G-15442,Type:C3 | 54,S/N:C336,Mfg.Mitsui E | 2
12002142 | BS010 O Ring item no.1 | 1 for Stage I,Modificati | 48
12002153 | Piston Ring;TCS P/N.2356 | .6207.830;Benaming:Zuige | 2
12002154 | Piston Ring;TCS P/N.2356 | .6207.840;Benaming:Zuige | 2
12002156 | Piston Ring;TCS P/N.2356 | .4807.840;Benaming:Zuige | 2
12002157 | Piston Ring;TCS P/N.2356 | .4807.830;Benaming:Zuige | 2
12002162 | Sealing Ring Item No.12 | For Stage I P/N: 9713.C0 | 9
12002163 | Sealing Ring Item No.13 | For Stage I P/N: 9713.C0 | 6
12002164 | Pressure Breaker Item No | .13 P/N:9713.C018.001 Fo | 3
12002167 | Plug Part No. 4G-05949 R | eg No. 222A List No. 5G- | 0
12002170 | Locating Pin Dia. 3 x 15 | 60-3x15H100 For C-018 2 | 10
12002171 | Washer E7 60-547540 For | C-018 1st Stage Suction | 8
12002172 | Retainer Ring 62 x 2 ZS0 | 202 For C-018 1st Stage | 3
12002173 | Spring 58.5 61-549763 Fo | r C-018 1st Stage Suctio | 8
12002174 | Spring 53 61-571677 For | C-018 1st Stage Suction | 15
12002176 | External Retaining Ring | OD:65, ID:56, T:2 | 26
12002177 | Gasket (140 OD) Item No. | 1 (Modification By Thoma | 4
12002180 | O-ring viton 6 x 1.75mm | O-ring viton 6 x 1.75mm | 23
12002182 | Un-loader P/N. 52-575527 | -1580 B7/248/128 | 0
12002185 | Discharge valve for 1st | late 5G-458417-C/254 CNK | 0
12002187 | Locating pin 50-414219 |  | 1
12002188 | Guide Ring 54-431614 |  | 5
12002189 | Locating pin 60-3.8 |  | 11
12002190 | Guide Ring 55-467099 |  | 1
12002191 | Guide Ring 54-456564 |  | 2
12002192 | Guide Ring 56-426869 |  | 9
12002194 | FPP-Valve P/N. 2457.0000 | 050 (C-018) | 1
12002195 | Maetalic Gasket Ring P/N | 2428.1593.000 (C-018) | 1
12002196 | Tool, Valve P/N. 2960.44 | 50.000 (C-018) | 1
12002197 | FPP Valve P/N. 2457.0013 | 020 for Piston 1st stag | 2
12002198 | Locking Plate P/N. 2231. | 1262.000 (C-018) | 2
12002199 | U-packing P/N: UP 165 | NBR | 3
12002200 | U-packing P/N: UP 135 | NBR | 8
12002201 | U-packing P/N: UP 16 | NBR | 17
12002202 | Special nut P/N:2G-03363 |  | 2
12002203 | Plug P/N: 4G-05949 for 1 |  | 0
12002204 | Distance ring P/N:4G-059 |  | 2
12002205 | Adjusting liner P/N:3G-0 |  | 2
12002206 | Crosshead Pin Metal P/N: | SG-09065 | 2
12002207 | Labyrinth type oil seal, | model C-011 & C-018 | 1
12002208 | Piston ring without tens | model C-011 & C-018 | 0
12002209 | Piston ring without tens | model C-011&C-018 2nd st | 0
12002210 | Piston ring without tens | for C-018 1st stage | 0
12002211 | Piston ring without tens | for C-018 2nd st | 0
12002212 | Guide BushE57 50-547537 | for Suction valve | 12
12002213 | V-cup packing NBR, P/N. | UP-135 | 0
12002214 | V-cup packing NBR, P/N. | UP-16 | 0
12002215 | O-ring for unloader JB | 2401-40xP16 | 16
12002216 | O-ring for unloader JB | 2401-40xP44 | 8
12003001 | Oil Scraper Ring With Ga | rter Spring d82 x d55 x | 8
12003002 | Seal Ring With Garter Sp | ring d55xd7.1,5G-03839, | 8
12003007 | Valve Plate For 1st Suc | & Disc Valve d198xT.2, N | 4
12003008 | Damper Plate For 1st Suc | & Dis Valve d198xT.2, N | 10
12003010 | Damper Spring For 1st Su | c Valve d7xd9x18, No.60- | 8
12003012 | Valve Plate For 2nd Suc | & Dis Valve d148xT.2, 1 | 8
12003016 | Stufing Box Inner Ring | TR , d55 x 7.1 x 7.1,2G | 5
12003024 | Crankpin Metal d115x80x7 | 7.5, MBS2G-06-066, 5G-03 | 0
12003029 | Plug For Piston Rod d11x | T13, MBS, 4G-13850, 5G-0 | 8
12003031 | O-Ring For Stuffing Box | d11.1 x d7.54 x d1.78,4 | 0
12003037 | O-Ring For 1st Stage Top | Cover d419.5 x d9, JB 2 | 1
12003043 | Valve Gasket For 2nd Sta | ge d165xd155, GS2428-165 | 10
12003075 | Oil Scraper Ring With Bo | ster Spring 4G-54770-D55 | 3
12003079 | Piston ring for 1st stag | e C-012 p/n R0136502T13 | 1
12003080 | Rider ring for 1st stage | C-012 p/n R5836502T13 m | 2
12003081 | Piston ring for 2nd stag | e C-012 p/n R0224504T13 | 4
12003082 | Rider ring for 2nd stage | C-012 p/n R5824504T13 m | 4
12003088 | Packing Ring Set H-CPA P | /N: D3905520M551, Mat ; | 4
12003089 | Main Seal H-CPA P/N: D26 | 05501M551, Mat l: Filled | 7
12003090 | Vent Seal H-CPA P/N:1705 | 503T131, Mat l Filled PT | 4
12003091 | End Gasket H-CPA P/N: G9 | 212000103 Mat l Soft Iro | 4
12003092 | Tie Rod & Nut, Mat l: 30 | 4 SS, Stage 1 | 4
12003094 | Packing Ring Set H-CPA P | /N: D3905521M551, Mat l: | 1
12003095 | Pressure Breaker H-CPA P | /N: D5605506E111, Mat l: | 2
12003098 | O-Ring Set H-CPA P/N: 09 | 101802R04, Mat l: Viton | 0
12003100 | Spring Pocket 9/C P/N: 8 | 0-4700065 For C-012, Typ | 100
12003105 | Spring Pocket 9/F P/N: 8 | 0-470068 For Discharge V | 72
12003107 | Valve Ring Set 144CF P/N | :80-462842-MC60 For 2nd | 4
12003109 | Suction Valve 1 st Stage | 197CHE (Complete Set) P | 2
12003110 | Ring For Piston Rod dia. | 83xT.12.5 mat l.NBR dwg. | 0
12003113 | Discharge valve 1st stag | e 197 CHE (Complet set) | 0
12003116 | Valve ring set 197 CH | p/N: 465403-PC-60 | 10
12003117 | Spring saver 9/C | P/N:80-470954 | 80
12003118 | Spring saver 9/A | P/N: 80-470952 | 196
12003119 | Valve ring set 144 CF | P/N: 462731-PC 60 | 5
12003120 | Spring saver 9/F | P/N:80-470957 | 43
12003121 | Pressure breaker H-CPA | P/N:D5605506 E11 mat'l | 1
12003122 | Pulsation Ring | P/N: D 17055XXT06 | 4
12003123 | Oil scraper ring | P/N: E 67055XXM01 | 7
12003124 | Suction Valve Gasket 1st | stage (190 x 202 x T. 1) | 4
12003125 | Suction Valve Gasket 2nd | dia (121.6 x 129 x T.1) | 4
12003126 | Discharge Valve Gasket 1 | st (188 x 199 x T. 1)mm | 3
12003127 | Discharge Valve Gasket 2 | nd (110 x 177.6 x T. 1) | 4
12003129 | Labyrinth type oil seal, | model C-012/2MBS | 1
12003130 | Piston ring without tens | for C-012 1st stage | 0
12003131 | Piston ring without tens | for C-012 2nd stage | 0
12003132 | WC coateing piston rod, | 1st stage model C-012 | 0
12003133 | WC coateing piston rod, | 2nd model C-012 | 1
12003134 | Adjusting liner |  | 1
12003135 | Crosshead pin P/N:3G-134 | 71 list no. 5G-03838 | 0
12003137 | Discharge valve 2nd stag | drawing no.5G-03848 P/N. | 1
12004001 | Mechanical Seal ( Gas ) | d80 x T.23 3559M321-003 | 1
12004002 | Mechanical Seal ( Gas ) | d95 x T.15 3559M321-0031 | 1
12004003 | Mechanical Seal ( Gas ) | d95 x T.25 (G.Box) 3559M | 1
12004004 | Seal Ring ( Gas ) d55 x | t.10.2 3559M321-00310,D | 1
12004005 | Seal Ring ( Gas ) d60 x | t.6.4 3559M321-00310,RJ | 1
12004006 | Seal Ring ( Gas ) 51 x | t.5.8 3559M321-00310,DF5 | 1
12004007 | Slinger Sleeve Ass y d4 | 5.5 x d64 3559M321-00310 | 1
12004008 | Shaft Sleeve d31.8 x 21 | .9 3559M321-00310,DF56-0 | 2
12004009 | Impeeler Tab Washern L54 | 3559M321-00300,DF56-004 | 2
12004010 | Seal Oil (Shaft Seal) d5 | 7 x t.9.5 3559M321-00300 | 1
12004011 | Oil Filter d100 x L.140 | mm Item No.185 For C-112 | 2
12004013 | O - Ring Viton A - 022 N | ikasso | 2
12004014 | O - Ring Viton A - 027 N | ikasso | 2
12004015 | O - Ring Viton A - 144 N | ikasso | 0
12004016 | O - Ring Viton A - 246 N | ikasso | 0
12004017 | O - Ring Viton A - 276 F | or C-112 (Sundyne Compre | 0
12004018 | O - Ring Viton A - 279 N | ikasso | 3
12004019 | O - Ring Viton A - 454 N | ikasso | 3
12004020 | O - Ring Viton ID.31,47 | x OD.35,03 x 1,78 (O-Rin | 5
12004021 | O - Ring Viton ID.63,17 | x OD.68,41 x 2,62 (O-Rin | 8
12004023 | Journal Bearing 151A, P | /N. BE 20AA0960A for C-1 | 1
12004024 | Journal Bearing 151B, P | /N. BE 09AA01688 for C-1 | 1
12004025 | Thrust Washer 155A, P/N. | WA 05AA01262 for C-112 | 0
12004026 | Thrust Washer 155B, P/N. | WA 05AA01320 for C-112 | 0
12004028 | Interconnecting shaft Ge | igi Spin Z112 mat l SGM | 2
12004030 | O Ring viton 270 x 3mm F | or (C-112) Type LMC 311P | 3
12004031 | Housing Gasket Item No. | 105, S/N: F56-0004 A-1, | 2
12004032 | Lube Pump Item : 160, Mo | d: LMC 311P-75-17257TG,S | 0
12004033 | Spring Pin Mat l.SKS(AIS | I W-8) Item:918D,Mod.LMC | 1
12004034 | Spring Pin Mat l.SKS ( A | ISI W-8 ) item:918N, Mod | 1
12004035 | Shim Spacer Item no.158 | for C-112 Sundyne Compre | 1
12004036 | Lube Pump Spring Item:No | .23A, for C-112 Sundyne | 1
12004037 | Shaft Spacer Item no.123 | A For C-112 Sundyne Comp | 1
12004039 | Key Item no.920A For C-1 | 12 Sundyne Compressor Mo | 1
12004040 | O-Ring Packing Item no.9 | 36T For Sundyne Compress | 4
12004044 | Bearing Liner (09-L04-AA | 01A),(09-L04-AA01B),(09- | 2
12004052 | O-ring Viton (OD. 30 x | ID. 20 x T. 5)mm | 10
12004053 | Oil Seal #(ID 15 x OD | 35 x L 7) TC15357 | 2
12004054 | Oil Seal #(ID 38 x OD 35 | x L 9.5) | 2
12004056 | Impeller P/N: 2-9 JM01AD |  | 0
12004057 | O-ring item No. 936 P/N: | RKRC311PXX | 1
12004058 | O-ring item No. 936 A | PN. 14-047XX | 1
12004059 | O-ring item No. 936 B | PN. 14-046XX | 4
12004060 | O-ring item No. 936 C | pn. 14-043UA | 5
12004061 | O-ring item No. 936 M | PN. 14-043UA | 3
12004062 | O-ring item No. 936 N | PN. 14-040UA | 3
12004063 | O-ring item No. 936 T | PN. 14-040UA | 3
12004064 | Low speed shaft asembly |  | 0
12004065 | High speed shaft asembly |  | 0
12004066 | Idler speed shaft assemb |  | 0
12004067 | Thtrust washer P/N:WA 05 |  | 0
12005001 | Oil Scraper Ring With Ga | rter Spring d82 x d55 M | 6
12005002 | Seal Ring With Garter Sp | ring d55 x T7.2 For (C- | 8
12005007 | Valve Plate For 1st Suc | & Dis Valve N0. 50-08685 | 4
12005008 | Damper Plate For 1st Suc | & Dis Valve No. 50-0896 | 6
12005011 | Valve Plate For 2nd Suc | & Dis Valve No. 50-08685 | 5
12005012 | Damper Plate For 2nd Suc | & Dis Valve No. 50-0896 | 10
12005016 | Stuffing Box Inner Ring | TRK d55 x T14.36 3G-1 | 10
12005017 | Stuffing Box Inner Ring | STRK d55 x T10 (Tirus) | 16
12005018 | Piston Ring For 395 Cyli | nder 4G-57949, Dia. 395 | 4
12005019 | Rider Ring For 395 Cylin | der 4G-57950, 5G-03878 M | 4
12005020 | Piston Ring For 262 Cyli | nder 4G-57951 Mitsui For | 8
12005021 | Rider Ring For 262 Cylin | der 4G-57952 Mitsui | 6
12005031 | O-Ring For Stuffing Box | d.11,1 x d.7,54 x d1.78 | 0
12005037 | O - Ring For 1st Stage T | op Cover d454.5d9 / JB24 | 1
12005041 | O - Ring For 2nd Stage B | ottom Cover d274 x d8.4 | 0
12005041 | O - Ring For 2nd Stage B | ottom Cover d274 x d8.4 | 2
12005043 | Valve Gasket For 2nd Sta | ge d195 x d185 / GS2428- | 9
12005059 | O - Ring 23 For Filter | d29.7 x d3.5 / JISB2401- | 2
12005060 | O - Ring +30 For Filter | d54.4 x d3.1 / JISB2401 | 0
12005071 | Stuffing Box Inner Ring | STRK / d55 x T.10 mm Ep | 2
12005074 | Valve Gasket For 1st Sta | ge Size d222 x 212 x t.1 | 0
12005075 | Valve Gasket For 1st Sta | ge Valve Cover Size: d29 | 0
12005078 | Lift Washer 51-63H099 |  | 10
12005079 | Lift Washer 53-48H099 |  | 6
12005080 | Lift washer 55-48H099 |  | 4
12005083 | Drive gear (1/2) P/N: 5G | no. 3 2G-09789 | 0
12005084 | Drive gear (2/2) P/N: 5G | no. 4 3G-14035 | 1
12005086 | Bushing B material alumi | nium Alloy | 2
12005087 | Labyrinth type oil seal, | model C-150/2MBS | 1
12005088 | Piston rod assembly list | no: 5G-03870 | 1
12005089 | Piston rod assembly list | no: 5G-03871 | 0
12005090 | Bushing (metal) part no | 3G-13472 | 0
12005091 | Suction valve stage 1 | assembly for C-150 | 0
12005092 | Discrarge valve stage 1 | ssembly for C-150 | 0
12005093 | Crosshead Pin 3G-13471 |  | 2
12005094 | Gear A material SCM 435 |  | 0
12005095 | Gear B material 45 C li |  | 0
12006001 | Oil Scraper Ring With Ga | rter Spring MBL-4G-53587 | 6
12006002 | Seal Ring With Garter Sp | ring 3G-13011-A-4G-10160 | 7
12006005 | Valve Plate For Suc. & D | is. Valve No= 50-418041/ | 10
12006006 | Damper Plate For Suc. & | Dis. Valve No. 50-403997 | 22
12006009 | Stuffing Box Inner Ring | P / 3G-06946 / 4G-10160 | 8
12006010 | Stuffing Box Inner Ring | TR / 2G-04197-A / 4G-10 | 10
12006011 | Stuffing Box Inner Ring | WAT -60-S Dia. 60 x 14 | 8
12006012 | Piston Ring For d313 x 8 | .8 Cylinder Mat l. Teflo | 4
12006014 | Main Bearing 160 x 130 M | BL 2G-12549 Material S10 | 1
12006015 | Guide Bearing MBL-4G-582 | 49 d160 x 144 / 150 Mits | 1
12006016 | Crankpin Metal d160 x 10 | 5 / 102.5 MBL 2G-03073 M | 0
12006017 | Crosshead Pin Metal d85 | x 100 MBL 3G-05719 For C | 0
12006017 | Crosshead Pin Metal d85 | x 100 MBL 3G-05719 For C | 1
12006018 | Bushing Metal MBL-3G-170 | 27 Mitsui For (C-412) Di | 4
12006021 | O - Ring For Stuffing Bo | x #1 d11 x d 7,54 x 1.78 | 87
12006022 | O - Ring For Stuffing Bo | x #2 d 95 x 2,8 / 4G-154 | 20
12006023 | O - Ring For Stuffing Bo | x d104.4 x 3.1 / JB-240 | 4
12006025 | O-Ring For Unloader #2 1 | 5.8 x 2.4 Mat l.FPM,5G-0 | 0
12006026 | O - Ring For Unloader JB | -2401-4D x P12 / 11.8 x | 4
12006028 | O-Ring For Top Cover d39 | 4.5 x T d8.4 Mitsui For | 2
12006029 | Valve Gasket d260 x d250 | x t.1 / GS2428-260250 5 | 8
12006030 | Gasket For Valve Cover d | 290 x d279 Mat l.Juntets | 0
12006031 | Gasket For Cap Nut d50 x | d34 x T.1 Juntetsu 5G-0 | 112
12006055 | O - Ring Lube Oil Cooler | ( N2-8897 ) d144.6 x d6 | 0
12006055 | O - Ring Lube Oil Cooler | ( N2-8897 ) d144.6 x d6 | 0
12006062 | Oil Seal TF 0.625 x 1.12 | 1 x 0.394 For (C-412) Ty | 9
12006063 | Spring For Stuffing Box | WAT-60-S For (C-412) Typ | 18
12006064 | Spring For Stuffing Box | 4G-10160 For (C-412) Typ | 28
12006066 | Rider Ring Dia. 313 Cyli | nder (modifikasi) Materi | 4
12006067 | Piston Ring Dia.313 Cyli | nder (modifikasi) , Mate | 2
12006068 | Guide Ring 55-63 H 099 T | 0.6 For (C-412) Type: 2M | 9
12006069 | Guide Ring 57-63 H 099 T | 0.4 For (C-412) Type : 2 | 9
12006071 | Locating Pin 60-3.8 x 20 | H 100 For (C-412) Type: | 7
12006075 | Bush 30-084864 |  | 0
12006075 | Bush 30-084864 |  | 12
12006079 | Drive Gear(1/2) P/N.3G-0 | 8641,Regno.3,List no.5G- | 1
12006080 | Drive Gear(2/2)P/N:3G-16 | 054,Regno.4,List No.5G-0 | 1
12006081 | Pin P/N:JB1354M6-8X36-S4 | 5C,Regno.41,List no.5G-0 | 1
12006082 | Retaining Ring P/N:JB280 | 4JIkuyou-17,Regno.42,Lis | 3
12006083 | Special Nut P/N: 3G-0570 | 2 Reg No. 221A List No. | 2
12006084 | Distance Ring P/N: 4G-53 | 713 Reg No. 252A List No | 0
12006085 | Oil Seal NBR / 21 NOK 21 | USH-16 CU 2548 KO | 3
12006086 | Pressure Spring P/N:61-5 | 49763 For 234 LD Suction | 6
12006093 | Bush P/N:85-547539 for s | uction valve for C-412, | 7
12006094 | Guide bush P/N:50-547538 | for suction valve for C | 2
12006095 | Washer P/N: 4G-58144 for | C-412 type 2MBL, S/N: M | 5
12006098 | Valve plate (Peek) for s | uction & discharge P/N:8 | 7
12006101 | Guide ring for suction | & discharge valveS-7.0 P | 14
12006109 | Suct. valve assembly | for C-412 | 0
12006111 | Labyrinth type oil seal | C-412/2MBL | 1
12006112 | Unloader bush E7 51-5475 | fpr suction valve C-018 | 12
12007004 | Element Control Line Fil | ter 02250057-279 Petrot | 4
12007022 | Element Air Filter Prima | ry P/N:049903 Sullair | 2
12007023 | Element Air Filter Secon | dary P/N:049904 Sullair | 3
12007025 | Blow Down Valve For Drye | r P/N: 250028-806 | 4
12007031 | Solenoid valve Asco EF 8 | 320G184, 110/50 Hz, 1/4 | 2
12007034 | Blow Down Valve Repair K | it P/N: 02250050-112 Su | 4
12007046 | Supervisor II P/N.022500 | 51-539 | 1
12007052 | Kit Pneumatic Valve P/N. | 022500S3-754 | 1
12007053 | Seal Motor ID.74mm ,OD.1 | 05mm | 4
12007056 | Oil Filter Element Nr/No | . 1200 P/N: 6.1979.10020 | 1
12007057 | Air Filter Element Nr/N | o: 1250 For C-991 A/New | 1
12007059 | Oil Separator Cartridge | P/N: 6.2132.0 | 0
12007060 | Diaphragm Part No: 51 Fo | r Ecodrain 13 | 0
12007062 | Pressure Transducer P/N: | 7.7040.1 | 2
12007063 | PT 100 Sensor P/N: 7.703 | 5.1 | 1
12007064 | Working Element 80c P/N: | 7.1975.0 | 1
12007065 | Pneumatic Valve P/N:7.48 | 01.2 | 2
12007066 | Solenoid Valve P/N: 7.54 | 53.0 | 1
12007067 | Piston P/N: 5.2714.2 |  | 1
12007068 | Membrane for ECO drain 2 | 1 plus Kaeser | 3
12007069 | Air cooler P/N:5.6901.1 |  | 0
12007070 | Air Filter Cartridge | type 6.4148 | 3
12007071 | Oil Filter Cartridge |  | 2
12007072 | Oil Separator Cartridge |  | 2
12007074 | Repair kit minimum press | check valve No. 2044 | 0
12007076 | Repair Kit Combination | Valve No: 2064 "Kaeser" | 0
12007078 | Repair kit combined aux | vent valve No: 2104 | 1
12007080 | Repair Kit Min Press | Check Valve | 1
12007084 | MAintenance Kit Venting | Valve No. 2122 "Kaeser" | 0
12007086 | Maintenance kit pneumati | Valve No: 2302 "Kaeser" | 1
12007087 | Automatic Drain Eco drai | Model 13 Kaeser | 1
12007088] | Automatic Drain Eco drai | Model 21 plus Kaeser | 0
12007089 | Wearing Set Eco drain 13 |  | 0
12007090 | Wearing Set Eco Drain 21 | Plus Kaeser | 0
12007091 | Low Pressure Metal | Flexible Hose end connec | 0
12007092 | Flexible elemen coupling | Omega Rex TM-60 | 2
12007093 | Thermometer P/N: 7.7035 | KAeser | 1
12007095 | Maintenance Kit Combinat | ion valve PN. 400877 | 0
12007096 | Venting pipe DN 13 x 105 | 0 Kaeser PN. 8.2148.0 | 2
12007097 | Vent Valve (selenoid val | ve) Kaeser PN. 204250.00 | 1
12007098 | Cartridge filter activat |  | 0
12007099 | Cartridge filter Kaeser |  | 0
12007100 | Wearing set Eco Drain 31 |  | 4
12007101 | Spare part valve mountin | part 8 2455.0 Eco drain | 1
12007102 | Pressure switch 0,9E Nor | mally open 660303 | 2
12007103 | Magnetic contactor type | A110-30 mfg. ABB | 1
12007104 | 6.3570.1 level gauge G 4 |  | 2
12007105 | 6.1335E0 anti vibration |  | 8
12007106 | 2.8542E10010 dirt trap f |  | 2
12007107 | 203220E00010 purging lin |  | 1
12007108 | O-ring P/N:5.1444.0 type | kompressor DSD 171/10 S/ | 1
12007109 | Carbon remover kaeser | coolercare type kompress | 0
12007110 | 400933.0 control line ki |  | 2
12007111 | 400707.00020 rep kit com |  | 1
12007112 | 7.4801E3 pneumatic valve |  | 1
12007113 | 400877.0 maint kit comb. |  | 1
12007114 | 7.7035E1 resistance ther | mometer | 2
12007115 | 7.7040E3 pressure trans- | ducer | 1
12007116 | Vacuum switch air filter |  | 1
12007117 | Safety pressure switch ( | PN. 3730) | 1
12007118 | PTC Termistor sensor 7.2 | 712e10020 | 1
12007119 | PT 100 Sensor, f/ Kaeser | DSD171 | 0
12007120 | Differential pressure | switch f/ Kaeser DSD171 | 2
12007121 | Filter kit P/N: 29019200 |  | 2
12007122 | Filter mesh P/N: 2902016 |  | 2
12007123 | Oil Separator P/N: 29019 |  | 2
12007124 | Oil Roto Ultra P/N: 1630 |  | 2
12007125 | Preventive Kit 8000H P/N |  | 1
12007126 | Thermostat tropical P/N: |  | 1
12007127 | Selenoid P/N: 1089058022 |  | 1
12007129 | Carbon remover for atlas |  | 1
12007130 | Oil filter 6.4493.0 |  | 2
12007131 | Air filter 6.4139.0 |  | 2
12007132 | Oil separator cartridge |  | 1
12007133 | Pressure transducer P.N. |  | 2
12009001 | Piston Ring for cylinder |  | 14
12009002 | Rider Ring for Cylinder |  | 4
12009003 | Gland packing (step cut) | for 1st chamber | 16
12009004 | Gland packing (straight | cut) | 16
12009006 | Pressure breaker ring f/ | 1st chamber | 4
12009008 | Gasket packing case / | pressure breaker ring | 2
12009009 | O-ring (Gland stopper) |  | 2
12009010 | Gland packing (step cut) | f/ 2nd chamber | 6
12009011 | Gland packing (straight | cut) f/ 2nd chamber | 6
12009013 | Gasket (packing case/ | gland packing) | 2
12009014 | Gasket (packing box) for | 2nd chamber | 2
12009015 | O-ring (gland stopper) f | 2nd chamber | 2
12009016 | Wiper ring no. 1 |  | 2
12009017 | Wiper ring no. 2 |  | 2
12009018 | Wiper ring no. 3 mtrl. | PTFE | 2
12009019 | Gasket (Wiper ring box) |  | 2
12009020 | Oil seal (wiper ring | cover) mtrl NBR | 2
12009021 | Gasket (wiper ring cover |  | 2
12009022 | Gasket (seal plate) mtrl | paper | 2
12009023 | Gasket (Plate) mtrl. Pa | per | 2
12009024 | Gland packing (straight | cut) | 2
12009026 | Valve plate peek suction |  | 8
12009027 | Valve plate peek Dischar |  | 8
12009028 | Valve spring suction |  | 160
12009029 | Valve spring Discharge |  | 160
12009030 | Drive gear 1 2G-09789 l |  | 1
12009031 | Drive gear 2 3G-14035 li |  | 1
12009032 | Main bearing P/N 2G-1300 |  | 1
12009033 | Guide bearing P/N 2G-058 |  | 1
12009034 | Crankpin metal P/n 2G-06 |  | 2
12009035 | U-packing P/N: UP 100 |  | 2
12010001 | Valve Plate 2nd stage |  | 5
12010002 | Damper Plate 1st stage |  | 22
12010003 | Valve Plate 2nd stage |  | 3
12010004 | Spring plate f 105 RN S= |  | 22
12010005 | Suction Valve / Valve | Control | 3
12010006 | O-ring | P/N. 01073380 | 15
12010007 | Pressure spring | P/N. 00016051 | 7
12010008 | O-Ring | P/N. 01073140 | 7
12010009 | Membrane P/N 00249003 |  | 7
12010010 | Delivery Valve P/N 03000 | 271 | 4
12010011 | Sealing Ring P/N 0107505 | 5 | 16
12010012 | Pressure spring P/N 0001 | 6017 | 4
12010013 | Suction valve P/N 030002 | 30 | 2
12010014 | O-Ring P/N. 01073258 |  | 16
12010015 | Delivery valve P/N 03002 | 31 | 3
12010016 | O-Ring P/N 01073630 |  | 2
12010017 | O-ring P/N. 01073391 |  | 2
12010018 | Radial Seal Gasket | P/N 01077113 | 1
12010019 | Radial seal gasket | P/N 01077201 | 1
12010020 | O-ring P/N 01073430 |  | 4
12010021 | Sealing Ring P/N 0107502 | 6 | 9
12010022 | O-ring P/N 01073444 |  | 2
12010023 | O-ring P/N 01073087 |  | 8
12010024 | O-ring P/N 01073615 |  | 2
12010025 | O-ring P/N 01073381 |  | 4
12010026 | Sealing Ring P/N 0107502 | 4 | 4
12010027 | O-ring P/N 01073109 |  | 1
12010028 | Sealing Ring P/N 0107505 | 2 | 3
12010029 | Sealing Ring P/N 0107502 | 2 | 2
12010030 | Roller Bearing P/N 01081 | 155 | 1
12010031 | Self aligring roller bea | ring P/N 01084160 | 1
12010033 | O-ring P/N 01073245 |  | 1
12010034 | Oil control ring P/N 002 | 090099 | 6
12010035 | Oil control ring P/N 002 | 090096 | 2
12010036 | O-ring P/N 01073400 |  | 2
12010037 | Leak gas gasket P/N 0025 | 9002 | 2
12010038 | Gland chamber P/N 002390 | 16 | 14
12010039 | Packing (pair) P/N 00210 | 019 | 10
12010040 | Leak gas gasket P/N 0021 | 0018 | 2
12010041 | O-ring P/N 01073246 |  | 16
12010042 | Guide ring P/N 00143067 |  | 1
12010043 | Piston Ring P/N 00142073 |  | 8
12010044 | O-ring P/N 01073182 |  | 2
12010045 | O-ring P/N 01073635 |  | 2
12010046 | O-ring P/N 01073375 |  | 2
12010047 | Guide ring P/N 00143097 |  | 1
12010048 | Piston ring P/N 00142070 |  | 5
12010049 | Piston pin P/N 01095260 |  | 2
12010050 | V-ring P/N 01072045 |  | 2
12010051 | Big end bearings P/N 000 | 28100 | 2
12010052 | Piston pin bushing P/N 0 | 1095261 | 2
12010053 | Gasket P/N 00007344 |  | 1
12010054 | Gasket P/N 00007400 |  | 1
12010055 | O-ring P/N 01073296 |  | 0
12010056 | O-ring P/N 01073655 |  | 3
12010057 | O-ring P/N 01073157 |  | 3
12010058 | O-ring P/N 01073210 |  | 3
12010059 | O-ring P/N 01073259 |  | 7
12010060 | Sealing Ring P/N 0107502 | 6 | 3
12010061 | Sealing ring P/N 0107504 | 9 | 3
12010062 | Sealing ring P/N 0107505 |  | 2
12010063 | O-ring P/N 01073259 |  | 2
12010064 | Sealing ring P/N 010750 | 90 | 1
12010065 | Sealing ring P/N 0107507 | 1 | 1
12010066 | Sealing ring P/N 0107502 | 6 | 3
12010067 | Sealing ring P/N 0107502 | 6 | 3
12010068 | Sealing ring P/N 0107507 | 0 | 1
12010069 | O-ring P/N 01073218 |  | 4
12010070 | Gasket P/N 00007401 |  | 2
12010071 | O-ring P/N 01073157 |  | 6
12010072 | O-ring P/N 01073188 |  | 4
12010073 | O-ring P/N 01073450 |  | 3
12010074 | O-ring P/N 01073259 |  | 7
12010075 | Sealing ring P/n 0107502 | 6 | 2
12010076 | Sealing ring P/N 0107505 | 2 | 2
12010077 | Sealing ring P/N 0107502 | 5 | 3
12010078 | Unloader fork | P/N:00157022 (control un | 1
12010080 | Piston ring 00142096, D | 360, replacement for ar | 4
12010081 | Guide ring 00143086, D | 360, replacement for ar | 2
12010086 | Guide ring dia26 S= |  | 0
13001 | Elbow CPVC Sch 80 sock | size 1" | 0
13006009 | DP Swith, Range 0-5 kg/c | m2G (adjustable) Connect | 1
14001001 | Channel Plate Gasket/Gas | ket EPDM Clip On Spec 19 | 44
14001004 | Channel plate complete | gasket P/N:372617-4503 | 0
14001006 | Channel plate gasket/gas | ket EPDM | 3
14001007 | Gasket HE Plate Type MX | 25 MFG | 0
14001008 | Gasket HE Plate Type MK | 15 BWFD | 0
14001009 | Gasket material EPDM per | easy clip type 0034 | 1
14001010 | Gasket material EPDM per | easy clips | 97
14001011 | MX25B plate material 316 | article no.3726170583 | 0
14001012 | MX25B plate material 316 | article no.3726170503 | 1
14001013 | MX25B plate material 316 | article no. 3726170516 | 0
14001014 | MX25B channel plate gask | article no. 3726170516 | 1
14001015 | Channel Plate Gasket / G |  | 1
14001016 | Channel Plate Gasket / G |  | 1
14002001 | Channel Plate Gasket / G | asket EPDM Clip On 719/ | 92
14004001 | Plate Gasket 1100 x 250 |  | 0
14004001 | Plate Gasket 1100 x 250 |  | 0
14004002 | Normal Plate Gasket mate |  | 7
14004003 | D- Plate gasket A materi |  | 2
14004004 | D- Plate gasket materia |  | 3
14004005 | D- dist piece gasket mat |  | 2
14004006 | E- dist piece gasket mat |  | 2
14004007 | E.Nozzle Gasket material | LNBR | 4
14005001 | V-Belt SPB Length 4250 S | G 728924174 SH 2/3 Nuovo | 11
14005002 | V-Belt SPB Length 3750 S | G 728924174 SH 3/4 & S/6 | 6
14005004 | V-Belt SPB Length 3550 S | G 728924174 SH 6/7 | 35
14005005 | V-Belt SPB Length 5000 S | G 728924174 SH8/9 | 9
14005006 | V-Belt SPB Length 2800 S | G 728924174 SH 9/10 | 17
14005007 | V-Belt SPB Length 3000 |  | 15
14005010 | HTD Belt/Hot 14M 11115 L | ength 3500 SG 728974 1/4 | 2
14005011 | Fan Shaft Bearing /Adapt | or sleeve H-2313 ( 560 | 10
14005023 | Rubber Coupling (Flexibl | e Shaft Coupling) Coupli | 78
14005024 | External Retaining Ring | OD:14, ID:11.5, T:1 | 15
14005026 | Rubber coupling Dia.23.5 | D.40 x T22 (1 set=8pcs) | 10
14005027 | Rubber coupling dia. ID= | 12.5 x D=29 x T=34 (1set | 18
14005028 | V-belt type: SPC-4000 LW | LW (Electric conduction) | 5
14005029 | Driving pulley HTD drive | 14mm pich pulley and 115 | 3
14005030 | V-Belt SPA 2240 |  | 0
14005031 | V-belt SPC 4400 Ld |  | 10
14005032 | V-belt XPB, lenght 3550 |  | 5
14005033 | Belt SPB 3350 |  | 27
14005034 | Belt SPB Length 2500 |  | 8
14005035 | E- nozzle gasket materia | NBR for model : LX 226-N | 0
14005036 | D- Plate gasket B materi | NBR for model : LX 226 | 2
14005037 | Rubber Boots set materia | NBR nozzle for B side ty | 2
14005038 | Rubber Boots set materia | NBR nozzle for A side ty | 2
15001003 | V-Belt T1 x 65 x 135L / | 00300H0066-39 (B-83) Tan | 8
15001004 | Filter Cloth & Wire Net | Tanabe Willtec Inc | 4
15001007 | Oil Seal AC 2847 E |  | 4
15002002 | Filter Elements U010AW30 | U Filterite Memtec USA | 4
16001026 | Catalyst Tube Without Re | ducer,Flange2part ring,D | 21
16001026 | Catalyst Tube Without Re | ducer,Flange2part ring,D | 0
16001027 | Gasket Spiral Wound Grap | hite, Type JIC/T-1804-R- | 19
17001001 | Oil Seal d24 x d40 x T8 | E7SE020S221 | 1
17001002 | Oil Seal d57 x d80 x T12 | E7SE020S232 | 0
17001002 | Oil Seal d57 x d80 x T12 | E7SE020S232 | 4
18001001 | Packing 01P-P07-002 x 0 | 3 Size:16.5 x 7 x 26mm m | 2
18001002 | Valve Ass y For: P-026, | Type: DL-1 S/N: M56-060 | 2
18001004 | Diaphragm 01P-D02-0001, | model M56-0603C-1 Nikis | 3
18001005 | Valve Ass'y 01A-V06-0002 | model 1S1AX-0:-3DID S/N | 0
18001006 | Pluger drawing No. PO5A |  | 1
18001007 | Packing drawing No. PO7A |  | 1
18001008 | Valve Ass'y drawing No: | BV06 | 2
18001009 | Oil Relief assembly draw | no. VO7A | 1
18001010 | Oil Compasating valve | no. VO9A | 1
18002001 | Packing 01P-P07-0002x03 | Nikiso, Type:1S1 AZ-0.2 | 3
18003002 | Ball Valve 7/8 Nikiso F | or P-834 S/N: M56-0603A- | 4
18003003 | Valve Seat 01M-S05-0015 | Nikiso For P-834 S/N: | 2
18004001 | Packing 01P-P07-0004 x 0 | 1 Nikiso for P-926Type 1 | 4
18005006 | Engine Oil Filter 235184 | 81 Peerles pump | 2
18005007 | Lube Oil Filter 23518525 | Peerles pump | 1
18005008 | Air Cleaner CO 3244 Peer | les pump | 2
18005027 | Solenoid model: 2370ES, | P/N:SA-3973, S/N:55472, | 1
18005028 | Speed sensor magnetic pi | ckup mounting thread 5/8 | 1
18005029 | O-Ring for cylinder line |  | 0
18005030 | Piston ring set P/N.2352 | 4349 | 0
18005031 | Packing top set for | Detroit Diesel Engine | 0
18005032 | Solenoid valve for high | pressure 2/2-way G-1/2 | 2
18005033 | Oil control rings type |  | 0
18007003 | Spiral Wound Gasket 8323 | 9699 AISI-316 L/ Flexite | 2
18007006 | Vit O-RG (DWG Ref: 11) F | or P-118 A/B, Seal Type: | 5
18007007 | Vit O-RG (DWG Ref: P) Eq | uip Model: 8HPX19A, Equi | 2
18007008 | Vit O-RG (Dwg Ref: 6) Fo | r P-118 A/B, Seal Type: | 4
18007009 | Vit O-RG Gland Ring Opti | mal Part (Dwg Ref: G) Fo | 3
18007013 | O-Ring Viton dia. 75.79 | x 82.85 x 3.53mm (For O- | 5
18007014 | O-Ring Viton dia. 145.65 | x 152.7mm, for P-118 (O | 4
18007015 | O-Ring Viton dia.88.27 x | 98.93 x 5.33mm (For O-R | 5
18007016 | O-Ring Viton dia. 103.17 | x 5.33mm, for P-118 (O- | 4
18007017 | No 5 CBN Inst (Carbon In | sert) Dwg Ref 2 For P-11 | 4
18007018 | Tung Car 62-6 Seal RG (D | WG Ref: 3) For P-118 A/B | 2
18007019 | Spring (20 SS SPG No: 1 | - A DWG Ref C) For P-118 | 40
18007020 | Mechanical seal Assy | Suc:2.96bar, Dis:8.62bar | 1
18007023 | Element Coupling type | TSKS size 180 spc. 180 | 1
18007024 | Shaft Sleeve Sus-316 | shaft size 74.5 mm | 1
18007025 | Gland ring (dwg ref 1) | model 8HPX19A | 1
18007026 | no 5 CBN bush (dwg ref B | model 8HPX19A | 1
18007030 | Mech seal K-23506248 For | Detroit | 0
18007031 | Oil seal 5117983 For det |  | 0
18007032 | O-ring viton ID.121 x OD | 125 x T.3mm | 0
18007033 | O-ring ID.129.5 x OD.139 |  | 0
18008010 | Duraflon V-RG (Dwg Ref : | P) For Seal Type:Single | 6
18008011 | Duraflex RG (Dwg. Ref:7) | for Seal Type single in | 8
18008012 | Duraflon Coated Vit O-Ri | ng Glandring Optional Pa | 8
18008013 | Duraflon Coated Vit O-Ri | ng (DWG Ref: 11) for Sea | 8
18008014 | No 5 Carbon insert (Dwg | Ref:2)Seal type: single | 2
18008015 | No 5 Floating Bush (Dwg | Ref: 24) Item Code Y53A3 | 1
18008016 | 20 SS SPG No 9 (Dwg Ref: | 24) For P-142 A/B, Seal | 4
18008019 | Casing Wear Ring: SFX No | .A , P/N:83080184, 593D6 | 1
18008020 | Casing Wear Ring Cover: | SFZ No.B P/N: 83080192, | 1
18008021 | Silicone Carbide 1 Seal | RG Dwg Ref=3 For P-142 S | 0
18008023 | mechanical seal assy | suc:0.44kg/cm2,dis:21.97 | 0
18008025 | Element coupling (membra | ne coupling) Metastream | 2
18008033 | Gland ring (dwg ref 1) | model 3x6x17A | 1
18008034 | 316 SS Compresion unit | P/N 4S Mech seal Duramet | 0
18009008 | Duraflon V-RG (DWG Ref:P | ), For P-162/163, Seal T | 4
18009009 | No.5 CBN Inst (DWG Ref:P | ), For P-162/163, Seal T | 2
18009010 | Duraflex RG (DWG Ref :7) | For P-162/163, Seal Typ | 4
18009011 | Duraflon Coated Vit O-Ri | ng Gland Ring Optimal Pa | 4
18009012 | Duraflon Coated Vit O-Ri | ng (Dwg Ref: 11) for P-1 | 4
18009013 | Mechanical seal assy | Suc:0.39bar,disc:5.59bar | 1
18009014 | Element coupling type | TSKS Metastream size 110 | 1
18009015 | Gland ring (dwg ref 1) | model 8HPX21B | 1
18009016 | no 5 CBN bush (dwg ref 2 | model 8HPX21B | 1
18010008 | Carbon Graphite Statione | ry P/N.Y5FQ3500 M33 | 1
18011006 | Shaft Sleeve ( Mech. Sea | l Spares ) P/N.976315099 | 2
18011008 | Rota-ting Face / Rotary | Mech. Seal Spares Tungst | 0
18011010 | Carbon Graphite/Stationa | ry Mech. Seal Spares P/N | 0
18011012 | O-ring 5 ID x 5-1/4 OD 2 | 0A11CM250 For (P-411, P- | 1
18011013 | O-Ring Viton d60 x 3.5mm | , For Shaft Sleeve, P-41 | 9
18011014 | O-Ring Viton Dia.76 x 5. | 32mm, for P-411 Model:3X | 7
18011015 | O-Ring Viton ID.85 x OD. | 95 x 5.32mm For P-411,51 | 8
18011016 | O-Ring Viton d120 x 3.5m | m For P-411,511,611, Sea | 10
18011017 | O-Ring Viton d227 x 7mm | For(P-411, P-511, P-611) | 21
18011019 | 316 SS Comp Unit (Dwg Re | f:45);Seal type:single i | 1
18011020 | No 5 CBN Bush (Dwg.Ref:B | );Seal type:single insid | 0
18011021 | Coupling Set MFG: Metast | ream, Type: TSKS ; Size: | 1
18011022 | Mechanical seal assy | suc:3.23kg/cm2, dis:45.1 | 1
18011036 | Lock washer bearing/mata | hari bearing (ID 51.4 x | 7
18011037 | Roll pin model bar size | dia. 4.9 x 38.1 mm SS | 5
18011038 | Socket set screw | M4.8 x 9.6mm SS | 10
18011039 | Gland ring (dwg ref 1) | model 3GX10 DA-8 | 1
18011040 | no 5 CBN bush (dwg ref B | model 3X10 DA-8 | 1
18012012 | Mech. Seal Carbon Graphi | te Insert Y5FH3250333 / | 2
18012013 | O - Ring Viton d66.27 x | 3.53mm (231) | 3
18012014 | O-Ring Viton d136.12 x 3 | .53mm (253), for P-921 S | 5
18012015 | O - Ring Viton d81.92 x | 5.53mm (339) | 7
18012016 | O - Ring Viton d94.62 x | 5.53mm (343) | 2
18012017 | O-Ring Viton Dia 122 x 3 | .5mm, for P-921 Seal Typ | 14
18012018 | Case Wear Ring P/N: 6119 | 3272 593D6AX1 Find No.6 | 0
18012019 | Case Wear Ring P/N: 6119 | 328018012019593D6BX1 Fin | 2
18012021 | Mechanical seal Assy suc | 2.4kg/cm2,dis:25.0kg/cm2 | 1
18012023 | Gland ring (dwg ref 1) | model 3x6x17A | 1
18012024 | no 5 CBN bush (dwg ref B | model 3x6x17A | 1
18012025 | Tung Car 62-6 Seal RG |  | 2
18013008 | Rubber coupling SW/RRS-0 | 95 Rathi Coupling | 3
18021006 | Rubber Coupling SW/RRS | # 190mm 'Rathi Coupling' | 4
18021007 | Mechanical seal Paco | 159959-146L69 P/N:979145 | 3
18023010 | Thrust Bearing Nut Steel | J.616 GZ 010 | 3
18023011 | O-ring viton 42 x 38 x T | .2.5mm For(P-963) Type 4 | 0
18024010 | Bearing Sleeve Inter Mat | l Flourosint Ref: 3420 | 3
18024011 | Bearing Nut Ref item.371 | 2/1,Mat l.BS970=080M40,M | 3
18024012 | Mechanical Seal Megachem | CM 32-160 | 0
18024013 | Oil Seal PN.421 Megachem | CM 320160 | 5
18024016 | Rubber Coupling size | (dia. 12 x 21 x T. 16)mm | 8
18024017 | Rubber Coupling/ | Flexible couplingg TYRE | 1
18026002 | Front Thrust Ring d70 x | T8 Seikow Chemical Engi | 4
18026003 | Rear Thurst Ring d43 x | T6 Seikow Chemical Engin | 2
18026004 | Mouth Ring d76 x T7 Sei | kow Chemical Eng | 2
18026008 | Bearing (d. 43 x T. 35)m | m | 1
18026009 | Ball Bearing 3208 A |  | 2
18026010 | Roller bearing (NU)208EC | (ECP) | 2
18026011 | Mechanical seal assy for | KSB Pump | 1
18027001 | Bearing d35 x T.26, Mat | l= Rulow-W, for p-831 M | 2
18027004 | Rear Thurst Bearing d37 | x T.5 / OLM 038 Mat l.Ce | 2
18027005 | Membrane type Beta 5A042 | 0 TT000UA000000 SN. | 2
18027023 | Outer magnet drawing no | 057 mtrl Rate Earth | 0
18027024 | Inner magnet drawing no | 058 mtrl. Rate Earth | 0
18027025 | Rear casing drawing no: | 060 mtrl Carbon PVDF | 0
18028003 | Case Wear Ring L410GG00 | 5 Mat l: BS970GR 416S21 | 6
18028005 | Pump Case Gasket H466KS0 | 53 Ingersol Dresser Pump | 2
18028006 | Set Pump O-Ring Mat l. N | itrile L451KA065 Ingerso | 2
18028007 | Set Pump O-Ring Mat l. N | itrile L451KA068 Ingerso | 2
18028008 | Pump Brg V-Ring Seal DS | P/N: L454KA02, Model G | 5
18028009 | Pump Brg V-Ring Seal PS | P/N: L454KA021, Model: | 4
18028010 | Element Coupling (For Co | upling Flexible x LS20; | 1
18028011 | Sleeve/Shaft Sleeve Mat | l BS970 GR 416S21 Dwg. F | 8
18029001 | Rotating Mechanical Seal | Face S-P-711A-M3617A-00 | 0
18029001 | Rotating Mechanical Seal | Face S-P-711A-M3617A-00 | 2
18029002 | Shaft Sleeves S-P-711A-M | 3617A-002 (026464) Inger | 0
18029002 | Shaft Sleeves S-P-711A-M | 3617A-002 (026464) Inger | 0
18029004 | O-Ring Viton d OD 110mm | / 010012 Ingersol Dresse | 0
18029004 | O-Ring Viton d OD 110mm | / 010012 Ingersol Dresse | 3
18029005 | O-Ring Viton Dia. 240 / | 3831 Ingersol Dresser Pu | 8
18029007 | Gasket Cassing 11959 | (POS Nr: 4121) | 2
18029008 | Gasket ( Vent ) RF d63 x | d21 / 056648 Ingersol D | 0
18029008 | Gasket ( Vent ) RF d63 x | d21 / 056648 Ingersol D | 2
18029010 | Gasket Asbestos RF d443 | x d423 / 4121 Ingersol D | 0
18029010 | Gasket Asbestos RF d443 | x d423 / 4121 Ingersol D | 0
18029011 | Interstage Sleeve A312 T | PY 316 Ingersol Dresser | 0
18029011 | Interstage Sleeve A312 T | PY 316 Ingersol Dresser | 0
18029014 | Carbon graphite/stationa | ry mech seal49.5x73x23mm | 2
18029015 | O-ring viton ID=45mm x | T=3.5mm | 11
18029016 | O-ring viton ID=53mm x | T=5.3mm | 13
18029017 | O-ring viton ID=63.5mmx | T=5.3mm | 8
18029018 | O-ring viton ID=227mm x | T=3.8mm | 5
18029019 | Compressionunit mechanic | seal SS-316 size 2.125 | 2
18029020 | Throttle bush mechanical | S/N. W317833/4 | 1
18029021 | Gland ring mechanical se | al S/N. 31783374 | 1
18029022 | casing wear ring mtrl. | A276 type 420 | 2
18029023 | Oring materlal Viton / | FPM pos no 3831 | 8
18029024 | Oring materlal Viton / | FPM pos no 4141 | 2
18029025 | Driving shaft material | A322 Gr.4140 | 0
18029026 | Impeller material A216 | Gr. WCB | 1
18029027 | Impeller 1 stage mtrl. | A216 Gr. WCB | 1
18029028 | Sleeve pos no. 10 | mtrl. SUS-316 | 1
18029029 | Stage bushing material | Carbon Sb. Filled | 7
18029030 | Bearing bushing mtrl. | Carbon Sb Filled no. 446 | 2
18029031 | Bearing bushing mtrl | Carbon Sb Filled no. 498 | 2
18030003 | Membran Dosing Pump 305. | 0581.040N for P-943, P-9 | 4
18030005 | Check Valve Assembly typ | e.D7.2 PR 305.0876.007;M | 7
18030006 | Ensemble Doseur PVC Vers | ion PR PVC Liquid End As | 3
18030007 | Foot Valve Type Of Pump | :D6, Pump Code/D6 PR 3, | 2
18031007 | Impeller for pump Ebara | 50SQPB SS 316 | 1
18031008 | Shaft for pump Ebara typ | 50SQPB mtrl. SS-316 | 0
18033001 | Gland Packing TC-13T / | d65 x 45 x T.10 ,P/N: 97 | 0
18033002 | Case Gasket d351 x d33 | 2 x T1.0 Marushichi | 0
18033002 | Case Gasket d351 x d33 | 2 x T1.0 Marushichi | 0
18033003 | Shaft Sleeves d45 x P12 | 6 Material: SUS 420J2 H. | 2
18033004 | Sleeve Gasket d38 x d30 | x T0.5 Mat l.T#1100, fo | 3
18033005 | Oil Seal P# 60 A d58 x d | 40 x 8 Marushichi | 3
18033006 | Oil Seal P# 60 B d52 x d | 32 x 8 Marushichi | 2
18033007 | Case Wearing Mat l SUS 4 | 20J2 Item No. 16A, Type | 1
18033008 | Case Wearing Mat l SUS 4 | 20J2 Item No.16 B, Type | 1
18034005 | Diaphragm 3A-9065#27/d7 | 6xd0.75 ,For P-011, Type | 0
18036001 | Ball 4Z-4234 #4 d14 Tei | koku Electric MFG | 2
18036002 | Valve Seat 4Z-4234 #1 d | 25 x T9 | 0
18036002 | Valve Seat 4Z-4234 #1 d | 25 x T9 | 2
18036003 | Seal Ring 4Z-4234 #6 d1 | 8 x d25 | 2
18036004 | Diaphragm 4L-6969 #1 d9 | 5.5 x T0.75 | 2
18036005 | Diaphragm 4L-6969 #2 d9 | 5.5 x T0.75 | 2
18036006 | Piston Ring pos no 40 | Dwg. No. 3E-1004 | 2
18036007 | O ring pos no 53 Dwg.No | 3E-1004 | 3
18036008 | Diaphragm drive pos no | 1 Dwg. No 3E-1004 | 3
18036009 | Packing ring pos no 42 | Dwg no. 3E-1004 | 2
18036010 | Seal ring pos no 104 Dwg | No. 3E-1004 | 3
18039001 | Shaft Sleeve M313171 (2) | d45 x L112 Sus 304 For | 1
18039003 | Coupling Rubber M49025 |  | 2
18039005 | Oil Seal M313171 (2) TC4 | 5688 | 3
18039006 | Oil Seal M313171 (2) TC3 | 5558 | 2
18039008 | O-Ring Viton dia 63 x 4m | m | 4
18039009 | O-Ring Viton dia 45 x 4. | 5mm | 2
18039012 | O-Ring Teflon ID 44.04 x | OD 51.10 x T. 3.53 | 3
18039013 | O-Ring Teflon ID 63.09 x | OD 70.15 x T. 3.53 | 3
18039014 | O-Ring (Item 2 O-Ring Ka | lrez P/N:412.1;Itm 5 O-R | 0
18039016 | Oil Seal |  | 1
18039017 | Oil Seal ID.35 |  | 5
18039018 | Seat Silicone Carbide | PN. 0349/F02/277 | 0
18039019 | O-ring mtrl. perfluoroel | astomer | 0
18039020 | Face mtrl. Silicone Car- | bide | 0
18039021 | O-ring mtrl. perfluoroel | astomer | 0
18039022 | Anti-extrusion ring | Sus-316 | 0
18039023 | Drive ring mtrl. Sus-316 | S.S | 0
18039024 | Spring mtrl. Hastelloy C |  | 0
18039025 | O-ring mtrl. Perfluoro- | elestomer | 0
18039026 | Retainer mtrl. Sus-316 S |  | 0
18039027 | Gasket PTFE PN. 0349/F06 | /198 | 0
18039028 | Gland Adapter assy | Sus-316 SS | 0
18039029 | O-ring mtrl. perfluoroel | astomer | 0
18039030 | Sleeve assy mtrl. Sus-31 | 6 S.S | 0
18039031 | O-ring mtrl. Kalrez | PN: 2, Rit seal carrit-D | 1
18039032 | O-ring mtrl. PTFE PN. 5 | , Ritt seal (carrit-D1-0 | 2
18039033 | O-ring mtrl. PTFE PN. 7 | Ritt seal | 1
18039034 | O-ring mtrl. Viton PN 10 | Ritt seal | 1
18039035 | O-ring mtrl. Viton PN 13 | Ritt seal | 1
18039036 | O-ring mtrl. Viton PN 15 | Ritt seal | 1
18039037 | O-ring mtrl. PTFE PN. 22 | Ritt seal | 1
18039038 | Seal Face mtrl. Silicone | carbide PN 1, Ritt seal | 1
18039039 | Stationery seat mtrl. Si | licone Carbide PN. 4 | 2
18039040 | Seal Face mtrl. Carbon + | AISI 316L PN. 9 | 1
18039041 | Stationery seat mtrl. Si | licone carbide PN. 12 | 1
18039042 | Gasket mtrl. PTFE PN. 20 | Ritt seal | 1
18039043 | Coupling Dura-flex 3 | typical spacer | 0
18039044 | O-ring mat'l perfluoroel | P/N. 0290/123/394 | 0
18039045 | O-ring mat'l perfluoroel | P/N. 1410/123/394 | 0
18039046 | Face mat'l silicone carb | P/N. 0349/F01/171 | 0
18039047 | Mech seal John Crane, | type:5260 double cartrid | 0
18039048 | Shaf sleeve P/N 10 Mech | seal Durametalic Equip. | 2
18040002 | Cover Packing M313168 (1 | ) d270 x 3 | 1
18040003 | Coupling Rubber Dia. 16 | x 31 x 18 Material NBR F | 8
18040005 | Oil Seal M313168 (1) TC | 40528 | 3
18040006 | Side Plate Dia.100 x 260 | x 26 Material FC 200 DW | 1
18040007 | Impeller Mat l:Sus 304 I | tem No.20, Dwg No:M31316 | 0
18040008 | Gland Packing Dia. 9.5 x | 9.5 x 190 Mat l Carbon | 0
18040009 | O-Ring Impeller | #(dia. 270 x T. 3)mm | 2
18040010 | Rubber Coupling HRC 90 |  | 1
18041001 | Sleeve M313169 (1) d35 x | d87 For P-853 ,Type: 2 | 6
18041002 | Cover Packing d190 x d3 | Mat l:CR Item No.150 Typ | 1
18041004 | Gland Packing Mat l: Car | bon Fiber Item No.74 (1s | 1
18041005 | Oil Seal Mat l:NBR TC304 | 28 d30 x d42 x 8 Item No | 4
18041007 | Pin Bush Coupling FCL 14 | OD Hub Coupling 140 mm | 0
18042001 | Shaft Sleeve M313170(1) | 45 x 32 x 98 For: P-854 | 1
18042006 | Gland Packing Graphite M | 313170(1) Size:9.5 x 5P | 0
18042007 | Oil Seal M313170 (1) TC | 40528 d40 x d52 x 8 / NO | 3
18043002 | Carbon Seal C218/C328-1 | Type:C2185 D 25T-5,S/N:3 | 4
18043003 | O-Ring Seal |  | 2
18043005 | Mechanical seal Paco | 15951-133L69 P/N:9785489 | 3
18044002 | Carbon Seal S-328E-80-IA | (ID.39 x OD.66.8 x T.12 | 0
18044003 | O-Ring Seal S-328-80-2-U | (ID.38 x OD.40 x T.25) | 0
18045001 | Bushing no. 40B LBC 2 fo | r P-961 pump type 32STWS | 3
18045002 | Bushing no. 40A LBC 2 fo | r P-961 pump type 32STWS | 4
18045003 | Mech.seal sic carbon TR | 20 EA 103 dia 20 for P-9 | 0.5
18045004 | O ring AN 6230 # 24 vito | n (Set) For P-961 (FOL) | 4
18045005 | Impeller Mat l.SUS403 it | em no.107A,Type:32STWS,D | 2
18045006 | Impeller Mat l:SUS403 it | em no.107B,Type:32STWS,D | 1
18045007 | Bearing Cover Mat l:SPC | item no.36B,Type:32STWS, | 3
18045008 | Bearing Cover Mat l:SPC | item no. 36A,Type:32STWS | 3
18045010 | Oil Seal Mat l. NBR VC 2 | 0405 | 2
18046001 | Valve Ball P/N: 02-1080- | 55 For AOD Pump Wilden | 3
18046002 | Valve Seat P/N: 02-1120- | 20-400 For AOD Pump Wil | 1
18046003 | Valve Seat O-Ring P/N: 0 | 2-1200-60-400 For AOD Pu | 2
18046004 | Top Retainer P/N: 02/541 | 1-20-400 For AOD Pump W | 2
18046005 | Top Retainer O-Ring P/N: | 02-1220 60 For AOD Pump | 4
18046006 | Diaphram P/N.02-1010-55 | for AOD pump Wilden Ty | 1
18046007 | Backup diaphragm P/N.02- | 1060-51 for AOD pump Wi | 2
18046008 | Glyd tm ring P/N.02-3210 | -55-225 for AOD pump Wi | 2
18046009 | Liquid chamber P/N:02-50 | 01-20-400 For AOD pump | 3
18046010 | Pro-Flow air valve assem | bly P/N:01-2010-20 For A | 1
18046011 | Clamp band assembly For | AOD pump Wilden Type P | 2
18046012 | Manifold tee suction P/N | 02-5160-20-400(1set=2pc) | 3
18046013 | Manifold Tee Suction | P/N : 01-5160-21 | 2
18046014 | Valve Ball P/N : 01-1080 | -55 | 8
18046015 | Valve Seat P/N : 01-1120 | -21-500 | 8
18046016 | Valve O-Ring |  | 6
18046017 | Diaphragm P/N : 01-1010- | 55 | 2
18046018 | Large Clamp band P/N: | 01-7300-05 "Wilden" | 1
18046019 | Small clamp band, P/N : | 01-7100-05 "Wilden" | 4
18046020 | Liquid chamber P/N : | 01-5000-21 "Wilden" | 2
18046021 | Back up Diaphragm PN. | 01-0160-51 for AOD P | 3
18046022 | Air Valve Assembly mtrl. | Brass PN. 01-2000-07 | 2
18046023 | Centre sectionglyd | PN. 02-3210-55-225 | 4
18046024 | Shaft PN. 02-3820-03-07 | type T2/PPPB/400 | 2
18046025 | Center blok glyd TM ring | AOD pump PN.01-3220-55 | 2
18046026 | Shaft PN:01-3800-03-07 f | AOD pump Wilden T1/KPPC- | 2
18046027 | Air valve and cap cover |  | 2
18046028 | AOD Pump, cap. 2 M3/hr, | Press. Disch. 5 kg/cm2 | 0
18047001 | mech. Seal P/N:433 For P | -911 Type Pump:SRZS 227 | 1
18047002 | Stationary Seat P/N: 321 | For P-911 Type Pump:SRZ | 3
18047003 | Deep Groove Ball Bearing | P/N:321 For P-911 Type | 0
18047004 | O-Ring P/N:412.12 For P- | 911 Type Pump: SRZS 227 | 1
18047005 | Bearing Bush P/N:545.1 F | or P-911 Type Pump: SRZS | 1
18047006 | Bearing Bush P/N: 545.2 | For P-911 Type Pump: SRZ | 1
18047009 | O-ring shaft sleeve vito | (OD.29 x ID.24 x T.2.5)m | 5
18047010 | O-ring Carbon Viton | (OD.35 x ID.28 x T. 3.5) | 3
18047011 | O-ring Tungsten Viton | (OD.40 x ID.33 x T.3.5) | 3
18047012 | Rubber Coupling size | (dia. 28 x 13 x T. 5)mm | 4
18047013 | O-Ring Rotary | #(T. 3.5 x ID. 29)mm | 4
18047014 | O-Ring Stationary | #(T. 3.5 x ID. 34)mm | 4
18048001 | Mechanical seal with gla | ored, seal code: Q1Q KMG | 1
18048002 | Rubber Coupling | UWS 225/90 | 0
18048004 | Oil Seal HWS dia. 48x65 |  | 0
18048005 | Oil Seal HWS dia.28x50mm |  | 0
18048006 | Flexible coupling UWS | 225/90 (P-021) | 1
18048009 | O-ring mech seal | rubber pos no. 2 | 0
18048010 | O-ring mech seal | rubber pos no. 5 | 0
18048011 | O-ring mech seal | rubber pos no. 7 | 0
18048012 | Spring mech seal mtrl | silicone carbide | 0
18048013 | Seal face mech seal mtrl | silicone carbide | 0
18048014 | Seat mech seal mtrl sili | cone carbide rubber pos | 0
18048015 | Shaf sleeve mech seal mt | AISI 318 LN | 0
18048016 | Retaining ring mech seal | mtrl AISI 316 TI | 0
18048017 | Gasket mech seal mtrl bu | ratherm | 0
18049001 | Shaft sleeve PN. 524 | MEGA | 0
18050001 | Shaft sleeve MEGA | CEHM 25-150 | 0
18050002 | Mech. Seal Brugman M7N | mtrl Carbon vs silcar | 2
18050007 | Shaft Protection sleeve | PN:524 KSM pump Mega Che | 1
18050010 | Shaft Sleeve |  | 0
18051001 | Shaft Sleeve PN 133.1 | KEW | 1
18051002 | Oil Seal PN 321 KEW | type KS SEN 40 | 2
18051003 | Rubber coupling size | (dia. 16 x 31 x T. 18)mm | 12
18052001 | Rubber coupling siz: OD | 95 mm X ID 32 mm X T 16m | 0
18053001 | impeller pompa aquavane |  | 0
18053002 | Shaft sleeve pompa aquav |  | 2
18054001 | Chamber, top pos no. 3 f |  | 1
18054002 | Split cone nut pos no. 4 |  | 1
18054003 | Split cone pos no. 49b |  | 1
18054004 | Chamber with bearing rin |  | 1
18054005 | Bearing with diver pos n |  | 0
19001002 | Gasket 8 600 # Flexite | Mat l: 304 SS P/N.B-825 | 3
19003002 | Element Gasket Spiral Wo | und d390 x d470 SS 16 A | 2
22001010 | Filter FLR0779 Trane |  | 1
22001015 | Refrigerant Filter Part | ID 00081118878093 (Inclu | 0
22001016 | Temperature Sensor screw | Chiller "Midea MHS-AD005 | 2
22001017 | Hand Valve Double Flare | w/ two nut conn. 1/4" Br | 4
22001020 | Electric Exp. Valve type | ETS250 034G2602 | 1
22001021 | Pressure Transmitter AKS | 3000 060G3958 | 3
22001022 | Contactor Sirius 3RT5055 | -6 | 1
22001023 | Contactor Sirius ACD620 | B3.E01. 3RT5045-1A | 1
22001024 | Auxalary Contact NQE603 | 1NO 1NC | 0
22001025 | Thermal Overload Relay | 3UA59 | 0
22001026 | Temperature sensor CGQ- | WD/PQ3950-L9000-G8500 | 1
22001027 | Driver Electronic Expan- | sion EVD0000E20 | 1
22001028 | Main Control Board RoHS | LSBLGHP1830 | 1
22001029 | Motor protection Kriwan | Internal Protection | 1
22001030 | Temperature Sensor RoHSC | GQ-WD/PQ3977-L6000 | 1
22001031 | Heater compressor 3101- | 1052D | 1
22001032 | Temperature sensor CGQ-W | P/N 11201007000254, Mide | 1
23001001 | Seal 8 03892-61 |  | 3
23001002 | Seal 6 03893-61, type R | -14 special, size 163x18 | 0
23001003 | O - Ring Viton 323639 |  | 5
23001004 | O - Ring Viton P-175 323 | 628, ID 175 x 8.4mm | 3
23001008 | Grease Niple 1/8 PT |  | 3
23001009 | Gasket J340054 8 |  | 2
23001010 | Gasket 337757 6 |  | 2
23002056 | Potensiometer 2 K Ohm, M | odel 534 Spectrol For Te | 1
23002058 | Seal (OD 119 x ID 98 x | T 10.5)mm | 1
23002060 | O-ring Viton (OD 170 x | ID x 163 x T 4)mm | 0
23002061 | O-ring Viton (OD 130 x | ID 112 x T 8.5)mm | 3
23002062 | Joystik 2 arah spring | XD4PA22 Schneider Electr | 3
23002063 | Joystik 4 arah spring | XD4PA24 Schneider Electr | 3
23002065 | Wiper seal mtrl. Polyure | thane #(OD 88 x H1. 4.3 | 8
23002066 | O-Ring Viton #(ID 114 x | T. 5.3)mm | 4
23006003 | Solid state relay 120v/ | 50/60 Hz 1A P/N: 022500 | 1
23006007 | Diapraghm Valve Venting | Z-991 | 2
23006008 | Element / Cartridge E-B- | 138 Nr./No.9.4819.0 Kai | 0
23006009 | Element / Cartridge E-E- | 138 Nr./No.9.4867.0 Kai | 0
23006010 | Element / cartridge E-F- | 138 Nr./No.9.4879.0 Kai | 0
23006011 | Element / Cartridge E-G- | 138 Nr./No.9.4891.0 Kai | 0
23006012 | PCB Control P/N: 824840 | For Eco Drain 13 | 1
23006013 | Power Supply Unit P/N: 8 | 24870 For Eco Drain 13 | 0
23006014 | Repair part kits series | 426 Osmonic Aquatic | 4
23006015 | Repair part kits series | 424 Osmonic Aquatic | 2
23006016 | SILENCER P/N: 9304900090 |  | 0
41041 | Kabel Ties |  | 0
50003077 | Packing 125 FCIS - B | A 40 3 | 0
50003077 | Packing 125 FCIS - B | A 40 3 | 0
50008001 | Cover SUS420F2 15mm / 1/ | 2 Type: P46SR, TLV Stea | 10
50008006 | BI-Metal Dia. 23.7 x 4.7 | x T.0.6 Type: P46SR, TL | 0
50008010 | Complete ASTM A15 3/4 AN | SI 150 BRF | 2
50008011 | TLV Thermodyne Steam Tra | p Model: P46SR Size: 3/4 | 1
50008016 | Screen SUS304L TLV Steam | Trap 1/2-1in (15-25mm) | 2
50008017 | Complete 3/4 Ansi 150 LB | RF TLV Steam Trap 1/2-1 | 1
50008044 | Steam Trap Complete ASTM | A216 WCB 2 ANSI 300 LB | 0
50008061 | TLV thermody steam trap | 3/4" ansi 150 | 4
50008062 | Gasket T-1804-R-GR-EEE | (D1 124 x D2 144 x D3 16 | 2
50008063 | Gasket T-1804 R-GR-EEO | (D2 179 x D3 202 x D4 20 | 1
50008064 | Gasket T-1804 R-GR-EEO | D2 119 x D3 132 x D4 145 | 2
50008067 | Gasket T-1804 R-GR-EEO # | (131 x 159 x T 4)mm Ansi | 1
50008068 | TLV Steam Trap JH model | JH 7.5X-16 size 2" | 0
50008069 | TLV Steam Trap model | JH 7.5X-16 size 1 1/2" | 0
50008070 | TLV Steam Trap model | JH 15-21 size 4" | 0
50008071 | TLV Steam Trap model | JH 7X-16 size 3/4" | 10
80001012 | Push Button B2-BA42 Tele | mecanique | 0
80001013 | Push Button B2-BA31 Tele | mecanique | 0
80001014 | MCB MCB 2P, 6A NC45N 40 | 0 V / 12071 Merlin Gerin | 1
80001015 | MCB MCB 2P, 10A NC45N 4 | 00V / 12072 Merlin Gerin | 0
80001016 | MCB MCB 4P, 6A NC45N 40 | 0V / 12085 Merlin Gerin | 2
80001019 | Aux. Relay 110VDC / Omro | n LY4 | 3
80001020 | MCB MCB 2P, 32A NC45N 4 | 15V/21338 | 1
80001022 | Estor card 48-125 VDC 9 | 934221 Merlin Gerin | 1
80001023 | ESB card 48-125 VDC 9935 | 155 Merlin Gerin | 1
80001024 | 3 U/VO card sepam 48-12 | 5 VDC P/N.9934079 Merlin | 1
80001025 | ECM card 48-125 VDC P/N | .9933480 Merlin Gerin | 1
80001026 | CE-40 card 48-125 VDC P/ | N.9934153 Merlin Gerin | 1
80001027 | Display board sepam 200 | 0 LT S03 P/N. 9938 Merli | 1
80001028 | Sepam S 25 LT S 03 aux | voltage 48-125 VDC P/N.9 | 1
80001029 | Potential Tranducer | AVT-150E | 1
80001031 | MCB 20A, 2P |  | 0
80001032 | MCB 2A, 2P |  | 0
80001033 | Sepam 1000+T40 (transfor | mer) 24-250 VAC/DC | 1
80001034 | Module input and output | MES114 24-250 VAC/DC | 2
80001035 | Sepam T87 (Differential | transformer) 24-250 VAC/ | 1
80001036 | Module input and output | MES120 24-250 VAC/DC | 2
80002006 | Push Button Red Merlin | Gerin | 0
80002007 | Push Button Green Merli | n Gerin | 0
80002021 | MCB 1P 10A NC 45H ,230/4 | 00v Merlin Gerin | 0
80002022 | MCB 1P 16A NC 45H ,230/4 | 00v Merlin Gerin | 0
80002023 | MCB 1P 25A NC 45H ,230/4 | 00v Merlin Gerin | 0
80002024 | MCB 1P 2A NC 45H ,230/40 | 0v Merlin Gerin | 0
80002026 | MCB 20A I Pole |  | 1
80002030 | MCB 1P 4A Merk. Merlin G | erin | 1
80002031 | Push button type flush | contc. 1 NO XB4-BA 21 | 0
80002032 | Contact 1 NO type ZBE101 | Telemecanique | 2
80002033 | Contact 1 NC type ZBE102 | Telemecanique | 2
80002034 | Sepam 1005 type SO5 LX | MO1XOA TBN, SN 9643054 | 1
80002035 | Sepam 1000+T20 (transfor | mer) 24-250 VAC/DC | 1
80002036 | MCB 3P 40A 400V Schneide |  | 1
80003003 | Contactor LC1 D1210M7 Te | lemecanique | 2
80003006 | MCB ( Type B) 2P 10A / | SK3181-108 Merlin Gerin | 0
80003015 | Bulb DL1 CE 110 V, 2.4W | bayonet type lampu neon | 78
80003016 | Bola lampu bayonet type | lampu piijar/incandescen | 50
80005004 | MCCB MA100A 'MG' |  | 0
80005008 | MCCB 55 KW / KAP3625026 | M1253 Square | 2
80005012 | MCCB 250KVA / LAL 36400 | M1253 Square | 2
80005013 | MCCB 100-110KW / LAL364 | 0033M1253 Square | 2
80005018 | MCCB 0.18-0.75KW / NS 8 | 0 H MA Merlin Gerin | 3
80005019 | MCCB 6.6-11KW / NS 80H | MA Merlin Gerin | 1
80005020 | MCCB 15-18.5KW /NS 80H | MA 50 Merlin Gerin | 1
80005021 | MCCB 1.1-2.2KW / NS 80H | MA Merlin Gerin | 4
80005022 | MCCB 27- 50KVA /NS 80H | MA Merlin Gerin | 2
80005023 | Contactor 0.18-0.75KW /L | C1 D0910M5 Telemecanique | 4
80005024 | Contactor 1.1 - 1.5KW / | LC1 D1810 M5 Telemecaniq | 2
80005025 | Contactor 2.2 KW / LC1 D | 2510 Telemecanique | 1
80005026 | Contactor 3.7-7.5KW / LC | 1 D3210 Q5 Telemecanique | 1
80005027 | Contactor 11KW / LC1 D50 | 11 Telemecanique | 1
80005029 | Contactor 37 KW / LC1-D6 | 511M5 Merk: Telemecaniqu | 0
80005030 | Contactor 37KW / LC1-D80 | M7 Coil 220 VAC Telemeca | 2
80005031 | Contactor 45-55KW / LC1F | 115 + Coil LX1-FF 220 Te | 0
80005032 | Contactor 110 KW / LC1-F | 185LX1-FG220 Telemecani | 2
80005033 | Contactor 90KW / LC1 F18 | 5 + coil LXI FG 220 MFG | 3
80005034 | Contactor 100-110KW / LC | 1 F225 Telemecanique | 2
80005035 | Contactor 125-145KW / LC | 1 F265 Telemecanique | 1
80005036 | Thermal OL 0.2-0.25 KW / | LR 2D104 Telemecanique | 4
80005037 | Thermal OL 0.37 - 0.4KW | / LR2 D1306 Telemecaniqu | 1
80005038 | Thermal Over Load 0.55-0 | .75KW (LR2D07) Telemecan | 2
80005039 | Thermal Over Load 1.1-1. | 5KW /LR2D08 (2.5-4.0) Am | 2
80005040 | Thermal Over Load 2.2KW | / LR2D10 (4.0-6.0) Amp T | 3
80005041 | Thermal Over Load 3KW L | R2D12 (5.5-8.0) Amp Tele | 1
80005042 | Thermal Over Load 3.7 Kw | / LR2D14 (7.0-10) Amp T | 2
80005043 | Thermal Over Load 5.5KW | / LR2D16 (9.0-13) Amp Te | 0
80005044 | Thermal OL 6.6 KW / LR2D | 1321 Atau LRD-21 Setting | 3
80005045 | Thermal Over Load LR2D04 | 0.2 KVA (0.4-063) Amp T | 3
80005046 | Thermal OL 11KW/ LR2D 33 | 22 Telemecanique | 2
80005048 | Thermal OL 15 -18.5 KW / | LR2D3355 Telemecanique | 2
80005049 | Thermal OL 22KW / LR2D33 | 57 Telemecanique | 2
80005050 | Thermal OL 26KW/ LR2D335 | 9 Telemecanique | 1
80005051 | Thermal OL 30 KVA / LR2D | 3361 Telemecanique | 1
80005053 | Thermal OL 45-55KW / LR2 | F5367 Telemecanique | 2
80005054 | Thermal OL 65-75KW / LR2 | F5369 Telemecanique | 2
80005055 | Thermal OL 90 KW/ LR9537 | 1 Telemecanique / Settin | 2
80005056 | Thermal OL 100-110KW / L | R2 F6373 Telemecanique | 1
80005057 | Thermal OL 125-145KW / L | R2F7375 Telemecanique | 2
80005065 | Fuse Carier 1P + N/ 1564 | 6, 32A-500 Merlin Gerin | 4
80005072 | Coil For Contactor LX1FF | 220 Telemecanique | 1
80005073 | Coil For Contactor LX1FG | 220 Merlin Gerin | 2
80005083 | Current Transformer Sar | i - Sag | 2
80005085 | Aux. Contact LAI DN 22 T | elemecanique | 10
80005091 | Auxiliary contact Model | LAD8N11 Telemecanique | 2
80005094 | Pilot lamp DL1-CF 230V-2 | 40V, bayonet type lampu | 46
80005095 | Contactor Telemecanique | LC1-D1210 M5 | 0
80005096 | Contactor Telemecanique | LC1-K1610 M7 | 1
80005097 | Solid-State Twin Timers | Omron H3CR-F8 + Socket S | 0
80005099 | Thermal Over Load LR2D05 | (0.63-1.0) Amp | 2
80005101 | Thermal Over Load LR2D22 | (17-25) Amp | 4
80005102 | Thermal Over Load LR2D21 | (12-18) Amp | 1
80005103 | Contactor LC1 D4011 Tele | mecanique | 2
80005109 | Thermal Overload LR2F556 | 7 (80-125 A) Telemecaniq | 3
80005110 | Relay + Socket LY4 220 V | AC Omron | 1
80005111 | Contactor LC1-D32 M7 220 | VAC Telemecanique | 0
80005112 | Contactor LC1 F150 Telem | ecanique | 2
80005113 | Thermal overload relay L | R9-F5371 setting 132-220 | 1
80005114 | MCCB NS 250N 3P 250A (20 | 0-250A) 3P Merlin Gerin | 0
80005115 | Contactor LC1-D65F7 coil | 110 VAC 50/60 Hz | 2
80005116 | Contactor LC1-D25F7 coil | 110 VA - 50/60 Hz | 2
80005117 | Contactor LC1-D09F7 coil | 110 VAC - 50/60 Hz | 2
80005118 | Contactor LC1-D95M7 coil | 220 VAC "Telemecanique" | 1
80005119 | Instantaneous AC Under | Voltage | 1
80005120 | Instantaneous AC Over | Voltage | 1
80005121 | Check synchronizing rela | y | 1
80005122 | Thermal overl load LRD32 |  | 2
80005123 | Contactor 18.5 KW LC1D38 | M7 coil 220 VAC | 1
80005124 | Contactor LC1F265 with c |  | 1
80005125 | Thermal overload-Electri |  | 1
80005126 | MCCB, Rated Voltage: 400 |  | 0
80005127 | Current Transformer CT:3 |  | 0
80005128 | Current Transformer CT:3 |  | 0
80005129 | Current Transformer CT:1 |  | 0
80006010 | Isolator Busbar Phenolic | material Diameter 40mm, | 0
80006022 | PF Control Type AVR 2000 | C P/N. 961774B001 / YZZ | 1
80006024 | MV Capacitor 145 Kvar ; | 7200 V, 50 Hz (T-25 degr | 1
80006025 | MV Capacitor 290 Kvar ; | 7200 V 50 Hz (T-25 degre | 1
80006029 | Tyristor Modul, SKKT 162 | /08 E | 3
80006030 | Tyristor Modul, SKKT 57/ | 08 E | 3
80008021 | Kipas 65M3/jam IP20-230v | -17w, Ref.21300 | 0
80008025 | Control Card B N15520239 | 200 | 1
80008027 | Static SW Driver card NI | F 201060082 | 1
80008034 | Syncronization card NIS | 520239700 | 1
80008038 | Capasitor 50 mF/450 VAC | 50/60 Hz | 3
80008040 | Thyristor I TRMS=250A I | TAV=168 VRMS=800V | 8
80008041 | Power supply PCB mount | type YAS505E DC output 5 | 0
80008042 | A3 110V Multi Alarm Card | Assembly | 0
80008043 | A1-1 System Card P/N. 41 |  | 0
80008044 | A1-2 ISODRIVER Card P/N. |  | 0
80010040 | Lampu TL40W / Model:TLX4 | 0W/33 Philip Ralint | 0
80010042 | FL36W ( Cool White ) TLD | Super 36W/84 Philips R | 0
80010043 | HF125 / HPLN 125W Phili | p Ralint | 2
80010044 | HF250 / HPLN 250 Philip | Ralint | 6
80010045 | HPLN 400 Watt / E40 Merk | : Philip | 7
80010048 | Bulb Lamp 220v / 500w Sp | ot Toki | 0
80010050 | HPIT 400w E-40 (mercury) | Philips | 9
80010055 | Fiting Gantungan Kawat 2 | 20-240 Volt | 5
80010057 | Lampu TL Kecil Type: F6T | 5/D | 2
80010059 | Lampu Hallogen 150w/220V | AC Merk: Philips | 3
80010065 | Lampu Type C/700W / 230V | , Base Type: Mogul Screw | 2
80010068 | Lampu Dop Reflector R63 | 60 Watt 220-230 V Philip | 0
80010069 | Bulb Lamp Esensial 14 W | Philips 220 VAC | 0
80010070 | FL 18 WX1 / SLM 18 Phili | ps Ralint | 0
80010070 | FL 18 WX1 / SLM 18 Phili | ps Ralint | 5
80010076 | Indicator Lamp Bayonet 1 | 30V, 2.4 Watt | 30
80010078 | Lampu Dop 5W E27 Warna M | erah | 4
80010081 | Lampu neon daylight hita | chi 8W, F8 T5 / D | 0
80010082 | Philips Ecofit LED Tube | T8 1200mm cool light | 96
80010083 | Fluorescent lampholder | for G13 lamps GZ10 | 37
80010084 | Phillips led ecofit 600m | 8w 740 T8 TL LED | 0
80010085 | Ignitor type SI 51 220- | 240V 50/60Hz Philips | 9
80011011 | On Push Button Switch ( | Exp) ZGPU-ON-G AH30-FG10 | 10
80011012 | Off Push Button Switch ( | exp)ZGPU-Off-R AH30-VER | 10
80011018 | Emergency push button pu | sh lock, turn-reset dia. | 0
80011018 | Emergency push button pu | sh lock, turn-reset dia. | 1
80011019 | Selector Switch ( WP) |  | 0
80011021 | Push button (on) color g | reen dia. 30mm contact 1 | 9
80013004 | Control Charger Battery |  | 1
80013005 | Ionization Smoke Detecto | r Model: SIH-24F, Contac | 4
80013006 | Rechargeable Battery Sea | led Lead Acid Type NP 7- | 1
80013007 | 'PATENT' P8-BCB-7 | Main Control Board | 2
80014002 | Karet Seal manifold Valv | e AC HXG 1/4 Repl Hose | 12
80014006 | Nipple pentil AC + Buka- | an pentil 1/4 | 0
80014007 | Overload compressor AC t | ype.99043-9201 | 1
80014023 | Filter AC Capilary, Size | 1 ,Panjang: 95.5mm (Tem | 2
80014027 | Compressor AC Bristol | Hermatic H2BG094DBE | 0
80014030 | Union Connector 1/2 , Ma | t l: Brass + Nut | 3
80014045 | Capacitor CP25BU28 25uF | + 10% 250VAC 50/60Hz Ph | 10
80015002 | Kabel Spiral Telephone W | arna Hitam | 0
90001001 | Pressure Transmitter JT | G940-EIG-00000-MAN2-XX(0 | 4
90001002 | Pressure Transmitter JT | G960-EIG-00000-MAN2-XX(0 | 1
90001004 | DP Transmitter JTD920-E1 | R-00000-MWAN2-XX (0-1000 | 3
90001005 | DP Transmitter JTD930-E1 | R-00000-MWAN2-XX (0-7000 | 0
90001015 | Pressure transmitter 1/2 | NPT internal thread sid | 1
90001018 | Micro Switch,Model BZ-RD | 722-A2 Freeporill USA | 2
90001019 | Diff. Press. Transmitter | Model:EJA110 Style:S2, | 1
90001023 | Differential pressure in | dicator range 0-1.4 t/h | 1
90001027 | DP Transmitter JTD910- | 1E1G2-A2AX1 Yamatake | 0
90001028 | Field type Pressure Indi | cation Controller | 2
90001029 | Pneumatic Differential | Press. KDP22Z-222B1-7 | 1
90001031 | Temperature transmitter | model YTA110-DAND/FU1 | 1
90001033 | Electronic Differential | Pressure Transmitter | 0
90001034 | Pressure Transmitter | Sitrans P220 7MF1567-9AA | 1
90001035 | Pressure Transmitter | Sitrans P220 7MF1567 | 1
90001036 | Temperature Transmitter | Sitrans TH100 | 0
90001037 | Pressure Gauge range (0- | 6) bar bottom connect. | 1
90001038 | Press. Gauge range (0-10 | ) bar bottom connect 1/2 | 0
90001039 | Press. Gauge range (0-6) | bar Bottom Back connect | 1
90001040 | Digital Thermometer PN. | 990301009223150 range : | 2
90001041 | Proximity Sensor | 'Shinkawa' | 0
90001042 | Pressure Gauge | Range 0-12 kg/cm2G | 5
90001043 | Pressure transmitter 0-2 | bar, sitrans P220 1/2"-1 | 0
90001044 | Pressure switch explotio |  | 2
90001045 | Differential press. Tran | smitter Sitrans P320 | 0
90001046 | Electronic Differential | Press. Transmitter | 0
90001047 | Pressure gauge Range -10 |  | 5
90001048 | Electronic Differential |  | 0
90001049 | Electronic Differential |  | 0
90001050 | I / P Converter, input s |  | 0
90001051 | Electronic Differential |  | 0
90002010 | Battery For LCD Counter | Mass Flow Meter Type 449 | 1
90002020 | Pneumatic diff. Press. T | ransmitter Model 5240248 | 1
90002022 | Amplifier Board A&B Turb | ine Meter model. TX1050- | 1
90002030 | Rotor Set Model: LUS39-C | 19-7310, S/N: UG938-1530 | 1
90002041 | Preamplifier With Indica | tor (300B) For Vortex Fl | 0
90002042 | Rotor shaft f/ positif d |  | 2
90002043 | Rotor shaft |  | 1
90002047 | Internal reg. assy sym | no 400 LUS56C11-7402 | 1
90002049 | Battery pack for Vortex | Flowmeter VXW-1025-N51G | 1
90002050 | Remote flow transmitter | type RFT9739-3M11 | 0
90002051 | Preamplifier with Indica | tor PA25 f/ Vortex Flowm | 1
90002052 | Pressure Regulator |  | 3
90002053 | 4-20 mA tranducer (press | tight Ex-proof) | 0
90002054 | Flowmeter type rotameter | range 0-100 kg/h normal | 0
90002055 | Vortex flowmeter , | Process Data : Fluida H2 | 1
90002056 | Vortex flowmeter , | Process Data : MPS, Opr. | 0
90003001 | Gage Glass V-16757-7(Re | flex) Jerguson | 0
90003001 | Gage Glass V-16757-7(Re | flex) Jerguson | 0
90003033 | Level switch order code | NTD2-011E29A00 Type MPC- | 1
90003036 | Level A/D converter |  | 1
90003039 | O ring for drum houshing | (Tef. PTFE) 017853-5020 | 1
90003045 | Differential pressure tr | ansmitter Model STD 920 | 2
90003046 | Differential pressure tr | ansmitter Model STE 929 | 3
90003054 | Turbo Disc Motor Stepper | P-520-254004.60 Portesc | 1
90003055 | Wire Sus 316 Diameter: 0 | .2mm (Piano Wire) | 30
90003057 | NWS300 field type smart | meter assembly | 2
90003060 | Level switch Sitrans LVL | 100.XXSGATPV | 1
90004001 | Pressure switch WS21 typ | e, Weatherproof and Flam | 1
90004006 | Pressure Gauge PBX100XA | (0-2.5K) | 3
90004010 | Pressure Gauge Tube Dial | 100mm, Connection 1/2 | 23
90004020 | Pressure Gauge PCX100XA | (0-40Kg/cm2 /600 PSI) | 2
90004030 | Pressure Gauge (Bottom C | onnection) Dial 100mm, R | 5
90004035 | RTD Pt 100 Single L=550, | I=400 Okazaki | 0
90004039 | Temperature Gauge Dial D | ia 100mm, Range.0-100 C, | 13
90004057 | RTD Ansi 150 1 RF, Type | PT 100 OHM, L=450mm, I= | 0
90004060 | Thermo Copel A- 600 1 R | F, Type K,L=785mm, I1=63 | 10
90004061 | Thermo Copel A- 600 1 RF | ,Type K,L=1270mm, I1=112 | 3
90004071 | RTD type pt 100ohm class | A; L=540mm; l=440mm,IP56 | 1
90004072 | RTD type pt100 ohm,class | A;L=390mm ;l=290mm,IP54 | 1
90004075 | Pressure Gauge Diaphragm | , bolt connect 1/2 NPT | 3
90004078 | Bourdon Pressure Gauge , | Range(-600 - 0mmH2O) Dia | 1
90004082 | RTD. PT 100, Class A (IE | C 751-83), Sheath. OD 6. | 3
90004083 | Pressure Gauge Diaphragm | , Connection: 1/2 NPT, | 2
90004086 | Pressure Gauge Dial 100m | m, Connection: 1/2 NPT | 6
90004088 | Temperature Gauge (adjus | table Union) Merk:Nuova | 4
90004091 | Pressure Gauge (Bottom C | onnection): 1/2 MNPT Ra | 1
90004092 | Temperature Gauge Dial: | 100mm, Range: 0-100C, L: | 2
90004094 | RTD Pt 100 Class A (IEC | 751-83), Sheath: OD 6.4m | 1
90004096 | Moore Industries Program | SPA2/TPRG/2PRG/24DC | 2
90004097 | Pressure Gauge Dia: 100m | m, Connection: 1/2 MNPT | 0
90004098 | Pressure Gauge Bottom Co | nnection Dial Size: 100m | 2
90004103 | RTD Pt100 Range 0-500C M | ount.1/2 NPT Pipe Thread | 1
90004104 | Diaphragm Pressure Gauge | Accuracy Class 1.6 Dia. | 1
90004105 | Pressure Gauge Bottom Co | nnection Range 0-0.1 kg/ | 0
90004106 | Resistant Thermometer Se | nsor Element:PT100Ohm at | 0
90004107 | Thermocouple Element Typ | e K,Conn:JPI150LB 1 1/2 | 1
90004108 | Mineral Insulated Thermo | couple Element K Type,Cl | 0
90004109 | Pressure Gauge Range 0-1 | 0 kg/cm2 Dial 40mm Conne | 1
90004110 | Pressure GAuge RAnge 0-6 | kg/cm2 Bottom Connectio | 10
90004111 | Pressure Gauge Range 0-2 | 5 kg/cm2 Bottom Connecti | 14
90004112 | Pressure Gauge Range 0-3 | 5 kg/cm2 Bottom Connecti | 2
90004115 | Mineral Insulated Thermo | couple Element:K Dia:1.0 | 1
90004116 | RTD Pt100 Ohm L=550mm, l | =400mm, Range 0-150C Sin | 3
90004118 | Pressure Gauge Range 0 - | 2 kg/cm2 G Dial Size 40 | 0
90004127 | Pressure Gauge Range 0-1 | 400 psi (0-10000 kpa) Di | 2
90004128 | Pressure Gauge Range 0-4 | 000 psi (0-30000 kpa) Di | 1
90004131 | Pressure Gauge Bottom Co | nnection: 1/4 BSP Male | 1
90004133 | Pressure Gauge Range 0-6 | 0 kg/cm2G, Bottom Con. 1 | 0
90004134 | Temperature Gauge dial | 100mm range (0 - 100) C | 2
90004141 | Pressure Gauge | range -50-200 mm H2O | 4
90004143 | Pressure Gauge dial 100 | conn. 1/2" MNPT, acc 1.6 | 0
90004144 | Press. Gauge Bourdon Tub | Con. 1/2" MNPT dial 100m | 2
90004145 | TG Every Angle dia 100mm | stem 6mm L. 510mm | 2
90004149 | Press. Gauge bottom conn | 1/2" MNPT (0-50) kg/cm2G | 0
90004150 | Hoskin 2300 JIS C 1605-9 | mineral insulated thermo | 1
90004151 | Press. Gauge bottom conn | 0-3 kg/cm2 1/2" NPT male | 3
90004152 | Press Gauge bottom conne | ct 0-70 kg/cm2G 1/2" NPT | 9
90004153 | Remote Mounting 1/2" | 3/2 function solenoid | 5
90004154 | 3/2 function pilot solen | noid valve w/ CNOMO | 4
90004155 | 4-20 Vibration sensing | Transmitters | 2
90004157 | Pressure Gauge range (0- | 200) kPa | 2
90004158 | Regulator type AR2002 | port 1/4" NPT | 0
90004159 | Industrial Press. Gauge | 100mm, 1/2" NPT, 0-0.5 k | 0
90004160 | Industrial Press. Gauge | 100mm, 1/2"NPT male, | 2
90004162 | RTD Pt 100 ohm class A | L=1240 l=1090 | 1
90004163 | RTD Pt 100 ohm class A | L=650 l=500 (IEC 751-83) | 1
90004164 | RTD Pt 100 ohm class A | L=400 l=250 JISC 1606 | 1
90004165 | Temperature Gauge range | 0-100mm, 1/2" NPTM | 1
90004167 | Mineral insulated Themoc |  | 2
90004168 | RTD Pt 100 Class A (IEC |  | 2
90004169 | Temperature gauge range |  | 0
90004170 | Temperature gauge range |  | 1
90004171 | Temperature gauge range |  | 1
90004172 | Pressure gauge range 0-0 |  | 1
90004173 | RTD Pt 100 Class A JIS C |  | 1
90004174 | RTD Pt 100 Class A JIS C |  | 2
90004175 | Pressure transmitter typ |  | 0
90004176 | Differential pressure tr | transmitter type 1151 DP | 1
90004177 | Pressure gauge range | (0-145)psi dial 50mm | 0
90004179 | Pressure gauge bottom co |  | 3
90004180 | Pressure gauge range 0-1 |  | 1
90004181 | Pressure gauge range 0-6 |  | 6
90004204 | Pressure gauge panel mou |  | 1
90004205 | Pressure gauge bottom c |  | 3
90004208 | Pressure Gauge type | Capsule for local mounti | 0
90005001 | PH Meter ( Glass Electro | de ) K9142TN Yokogawa | 2
90005002 | Gas Detection Sytem elem | ent Unit KD-2A(CH) for C | 1
90005003 | Gas Detection Sytem elem | ent Unit KD-3A(CH) for H | 0
90005004 | Gas Detection System ele | ment Unit KD-2A(CH) for | 1
90005008 | CO Analyzer ( Chopper Mo | tor ) E-910 Horiba Ltd | 1
90005012 | Sample Valve GCRV-GBBRSC | 2N 5101 For 1102 Yokogaw | 1
90005014 | Column Switching Valve G | CRV-GBCRSCNN 1500 Yokoga | 1
90005018 | T.C Detector K9192QA Yok | ogawa | 1
90005019 | Flame Ionization Detecto | r Model K9194XA For KGC- | 0
90005034 | Control Monitoring Unit | For CO Model VD-1 (140-0 | 1
90005037 | O-Ring AI-1101, AI-0102 | ,AI-0201 020 (FPM) ,F020 | 11
90005046 | Coper Motor AI-0201 E-90 | 5 (5 Hz) ,F020098500 | 0
90005047 | Filter Element AI-0102 , | AI-0201 SS-4TF4-2 | 3
90005049 | Filter AI-0201 ,AI-1101 | L 9862 AG | 4
90005054 | Power Unit Model K 9400 | UD | 1
90005055 | CPU Board Model K 9403 B | F | 1
90005056 | DI/O Conv. Temp Card Mod | el K 9404 AS | 1
90005057 | I PC O Card Assy Model K | 9403 ZF | 1
90005061 | IP Serial Model K 9403 C | V | 1
90005065 | VME AO Card Model K 9404 | GD | 1
90005073 | Valve Sheet Assy SMP#1 ( | Vol: 3000 ml) K9034DP Fo | 1
90005075 | Valve Sheet Assy CWS#1 K | 9034DN | 0
90005075 | Valve Sheet Assy CWS#1 K | 9034DN | 3
90005076 | Valve sheet Assy SMP#1 K | 9034DS (Vol: 1 ml)Model: | 6
90005077 | Valve Sheet Assy SMP#1 ( | Vol: 120 ml) K9034DP | 0
90005077 | Valve Sheet Assy SMP#1 ( | Vol: 120 ml) K9034DP | 4
90005079 | Air Operative Valve Sili | cone Model K9192WQ | 1
90005081 | CH4 Solid Filter 16 O P/ | N. U800432200 Merk. Hori | 1
90005082 | CO2 Solid Filter 16 D P/ | N. U800432500 Merk. Hori | 1
90005083 | CO Solid Filter 16 AIA-2 | 1, 23 P/N. U800432700 Me | 1
90005085 | Filter Assy P/N.K9292DE |  | 2
90005089 | Cell Assembly P/N.E7042U | D | 1
90005090 | Bellows Model: L 9819 AC | , Merk:Yokogawa | 5
90005092 | Detector CO2 No 5-3 P/N: | V800180500 Horiba | 1
90005095 | Solenoid Valve 3/2 Way C | at No:JF3-8320G201, Sol | 1
90005097 | Solenoid Valve 2 Way Cat | No: JE4X8262A211, Sol C | 1
90005100 | Diaphragm P/N: K9192 WL |  | 0
90005101 | Spring P/N: K9035 AW |  | 1
90005102 | PIN P/N: K9192 WK |  | 2
90005103 | Solenoid valve ASCO | cat no.JE4X8262A211 | 1
90005105 | Press. Gauge 0-700 kpa | dial 40mm | 3
90005106 | Pressure Gauge 0-200 kpa | dial 60mm | 2
90005109 | Control monitoring unit | type VH-1(-141-0100-0) | 2
90005110 | Control Monitoring Unit |  | 0
90005111 | Mass Flow cont model | L9855CE f/ flowmeter | 1
90005112 | Pneumatic valve model | L9860AX for KGC-4633 | 1
90005113 | Pressure Regulator model | K9850CF for KGC-4633 | 1
90005115 | Tapper Tube model | K9193GM for KGC-4633 | 1
90005116 | Tapper Tube model | K9193GL f/ KGC-4633 | 1
90005117 | Power supply 350W, 90 - | 264 VAC, single phase | 0
90005118 | Detection head unit for | monitoring type KS-2D (g | 0
90005119 | Sensor element CO for | KS-2D | 2
90005120 | Control Monitoring Unit |  | 1
90005121 | Sensor Element for H2 C2 |  | 1
90006001 | E/P Positioner,Model: EP | B-811 Koso | 13
90006002 | I/P Positioner EPA 814- | L4 Koso | 3
90006003 | Solenoid Valve JE3HB832 | 0G176MB ASCO Co Ltd | 0
90006004 | Air set PRF 404 Koso |  | 165
90006005 | Pressure Gauge (Air set) | (0-4 kg/cm) PRF 404 K | 9
90006042 | Gland Packing 520T(3/4 ) | 10mm (P4525) Koso 1 set | 0
90006042 | Gland Packing 520T(3/4 ) | 10mm (P4525) Koso 1 set | 0
90006051 | Gland Packing 501G(3 ) 1 | 4mm (P4525) Koso 1 set=8 | 3
90006056 | Gland Packing 501G(6 ) 2 | 5mm (P4525) Koso 1 set=8 | 0.5
90006074 | Gasket 501T(2 ) (T1890-3 | 16) Koso / Eq. Serrated | 1
90006100 | Gasket 501G(2 )(T1806GR) | For Seat Koso | 4
90006102 | Gasket 501G(2 )(T1806GR) | For Bonnet Koso | 0
90006102 | Gasket 501G(2 )(T1806GR) | For Bonnet Koso | 3
90006103 | Gasket 501G(3 )(T1806GR) | For Seat Koso | 0
90006105 | Gasket 501G(3 )(T1806GR) | For Bonnet Koso | 0
90006105 | Gasket 501G(3 )(T1806GR) | For Bonnet Koso | 4
90006106 | Gasket 501G(4 )(T1806GR) | For Seat Koso | 0
90006106 | Gasket 501G(4 )(T1806GR) | For Seat Koso | 3
90006108 | Gasket 501G(4 )(T1806GR) | For Bonnet Koso | 2
90006110 | Gasket 501G(6 )(T1806GR) | For Seat Koso | 0
90006111 | Gasket 501G(6 )(T1806GR) | For Press balance Koso | 3
90006112 | Gasket 501G(6 )(T1806GR) | For Bonnet Koso / Spira | 0
90006113 | Gasket 501G(8 )(T1806GR) | For Seat Koso | 2
90006114 | Gasket 501G(8 )(T1806GR) | For Press balance Koso | 1
90006115 | Gasket 501G8 )(T1806GR) | For Bonnet Koso | 1
90006127 | Gasket 501D(4 )(T1806GR) | For Bonnet Koso | 0
90006128 | Gasket 501D(8 )(T1806GR) | For Seat Koso | 1
90006129 | Gasket 501D(8 )(T1806GR) | For Press balance Koso | 1
90006130 | Gasket 501D(8 )(T1806GR) | For Bonnet Koso | 1
90006131 | Gasket 500S(1/2 )(SUS316 | ) Koso | 1
90006143 | Diapragm Valve,Ukuran D= | 365mm, T=1mm | 4
90006144 | Pilot Valve, Spare Part | Koso E/P Positioner, Mod | 3
90006145 | Cleaner (Orifice Cleanin | g Plunger), Spare Part K | 2
90006146 | Diaphragm PCV-1151, S/N. | J113863, Size Type: 1-1 | 0
90006147 | Spring No.18892527022 |  | 2
90006149 | Filter Spareparts for Ko | so Air Set Model PRF-404 | 17
90006150 | Port Spare parts for Kos | o Air Set Model PRF-404 | 54
90006151 | Repair Kit, Consists Of | O-Ring, GAsket, Diaphrag | 0
90006162 | Balance Seal Spare Parts | For 8 x 6 Ansi 300 RF | 0
90006166 | Wiper Spare Part For 8 | x 6 Ansi 300#RF Cage Gu | 3
90006172 | Actuator O-Ring Set Spar | e Part PV-0125 | 1
90006173 | Seat Ring Spare Part PV- | 0125 | 1
90006178 | Gland Packing (Mat l R T | eflon V-Ring0 5 Ansi 30 | 1
90006183 | Gland Packing (Material | R-Teflon V-Ring) 1.5 An | 1
90006184 | Gland Packing (Material | R-Teflon V-Ring) 4 Ansi | 1
90006185 | Gland Packing (Material | R Teflon V-Ring) 4 Ansi | 1
90006186 | Gland Packing (Material | R Teflon V-Ring) 2.5 An | 0
90006187 | High Temperature Valve P | acking Tombo No. 2920 Si | 0
90006190 | E/P Positioner | Model: EPA814-L10 Koso | 1
90006191 | Modular Positioning Syst | APEX 5000 | 0
90006192 | Diaphragm Valve MV310NC | PN10 size DN 15 | 2
90006193 | Diaphragm Valve MV310 NC | PN10 size DN 20 | 2
90006194 | Diaphragm Valve MV310 NC | PN10 size DN 50 | 0
90006195 | Diaphragm Valve 2/2 ways | MV310NC PN10 size DN 50 | 1
90006196 | Diaphragm valve 2/2 ways | MV310 PN10 size DN 32 | 1
90006197 | Diaphragm Valve 2/2 ways | MV310 PC PN10 size DN 40 | 1
90006198 | Positioner P/P model PPA | 801-L4 Koso | 7
90006199 | Spare part set of seal | Id no. 624021K mtrl. NBR | 1
90006201 | Seat Ring Sus-316 | code 520F S/N: V26C45-21 | 2
90006202 | Gland Packing Pilafon | Fiber (P4525S) | 2
90006203 | Gasket mtrl. Reinforced | Teflon (VAL.7020) | 2
90006204 | Control valve Saacke | Seavis FSM 02000 L34 | 1
90006205 | Diagphram assembly part | no 5 for self actuator | 3
90006206 | Diagphram part no. 5 | for regulator Y690 | 2
90006207 | Diagphram part no. 5 | for reg. Y690 dia. 1' | 2
90006208 | Diagphram part no. A7 | for Reg. 1190 dia. 1" | 3
90006209 | Smart valve positioner | AVP300-PSD2B-1DYN-X | 1
90006210 | Regulator model KZ03-2B- | -XX Azbil | 3
90006211 | KOSO E/P Positioner |  | 0
90006212 | O-ring Viton dia.120mm x | T. 5mm | 4
90006213 | Membran Diaphram, Mtl. | NBR Teflon, OD 36 x 1 mm | 10
90006214 | Membran Diaphram, Mtl. | NBR Fabric, OD 360 x 1mm | 2
90006215 | Membran Diaphram, Mtl. | NBR Fabric, OD 220 x 1mm | 2
90006216 | Actuator repair kit for | actuator type 330SR | 2
90006217 | Actuator repair kit for | actuator type KPM 200 Mf | 1
90006218 | Actuator repair kit for | actuator type KPM 370 Mf | 0
90006219 | "Koso" E/P Positioner | model EPB814-L4 signal | 0
90006221 | Needle valve handle blac | k phenollic knop siz | 2
90007001 | Manual Reset Solenoid | Valve 3/2 way ASCO pipe | 1
90007002 | Solenoid Valve ASCO 3/2 | Way Cat No.HB8320B175MB | 0
90007003 | Acc y For Actuator Limit | Switch ILX 7001-JK Yamat | 4
90007004 | Filter Air Regulator AW3 | 000-N02-X585 SMC, Port 1 | 5
90007070 | Gear For Positive Displa | cement LUS. 5231-7402 (s | 2
90007071 | Gear For Positive Displa | cement LUS 55 C 11-7402 | 2
90007072 | Gear For Positive Displa | cement LUS 53 C 11-7402 | 2
90007073 | Filter Regulator AW 200 | 0, Port 1/4 FNPT, Inclu | 1
90007074 | Set-Press 0.05-0.85 Mpa | ,Model AW 4000-04, Air S | 3
90007081 | Filter Air Regulator SMC | AW 3000 Port 1/4 FNPT | 3
90007085 | Filter Regulator Type AW | 3000-02 + Auto Drain, C | 5
90007102 | Gland Packing E0105-62.1 | T (2 ) TEF | 0
90007102 | Gland Packing E0105-62.1 | T (2 ) TEF | 0
90007108 | Manual Reset Solenoid | valve 4/2 way Asco | 1
90007109 | Limit switch model 1LS-J | 501K w/ LS251C | 1
90007110 | Filter element for AW300 |  | 2
90007111 | Filter element for AW400 |  | 1
90007112 | Filter Air Regulator | AR30-N02BG | 0
90007113 | Plug pattern type C to | EN | 0
90007114 | Air Pilot valve model | 250A-48W | 6
90007115 | Air Pilot valve model | 375A-3W | 11
90007116 | Repair kit actuator KTM | model AW17SN | 10
90007117 | Repair kit actuator KTM | model AW20SN | 2
90007118 | Repair kit actuator KTM | model AK12SN | 3
90007119 | Repair kit actuator KTM | model AW13SN | 10
90007120 | Repair kit actuator KTM | model AK09SN | 2
90007121 | Repair kit actuator KTM | model AK15SN | 2
90008003 | AO Processor 80363969-10 | 0 Yamatake | 0
90008003 | AO Processor 80363969-10 | 0 Yamatake | 0
90008004 | AO FTA For Red 80366177- | 100 Yamatake | 0
90008004 | AO FTA For Red 80366177- | 100 Yamatake | 0
90008005 | LLAI MUX-T/C FTA 5140149 | 1-100 Yamatake | 0
90008005 | LLAI MUX-T/C FTA 5140149 | 1-100 Yamatake | 0
90008017 | SPC Board For HM 5140105 | 2-100 Rev:H, HDW:H, FW:G | 1
90008021 | HPM Comm/Control 5140163 | 5-150 Yamatake | 1
90008022 | HPM I/O Link 51401642-15 | 0 Yamatake | 1
90008024 | High level analog input | P/N:51304754-150 HDW R E | 1
90008025 | Digital In Put Modul Ass | y No.51304485-100 , HDW: | 2
90008026 | Digital Out Put Processo | r 51304487-100 HDW:L, FW | 2
90008027 | LLAI Multiplexer Process | or 51304362-100 Yamatake | 0
90008027 | LLAI Multiplexer Process | or 51304362-100 Yamatake | 0
90008029 | High level analog input | /STI input MU-TAIH02, P/ | 1
90008030 | HLAI FTA For Red 5130433 | 7-100 Yamatake | 0
90008030 | HLAI FTA For Red 5130433 | 7-100 Yamatake | 1
90008043 | T/C Coversion Module | J-STC90X-K2-0 Yamatake | 1
90008046 | RTD Conversion Module J- | SCV80-020 Yamatake | 1
90008050 | MU TAMR 03 Low Level Ana | log MUX-RTD-FTA 51309218 | 2
90008053 | Dual Node Power Supply N | IM/AM 51196655-100 | 1
90008054 | Power Supply USX P/N. 51 | 196653-100 Rev. Level D | 1
90008055 | Digital Out Put Module 2 | 4 VDC 32 Input 621-3580 | 2
90008056 | Serial Link Module 621-9 | 939 C | 1
90008057 | Digital Out Put Module 2 | 4 VDC 16 Input 621-6550 | 2
90008058 | Barrier Type. MTL 5516C |  | 11
90008059 | Barrier type MTL5544 Rep |  | 11
90008070 | Barrier Type MTL7756AC S |  | 3
90008071 | Barrier Type MTL 7728+ |  | 34
90008072 | Barier Type MTL 7060ac A | nalog Input (57) | 2
90008076 | Barrier Model: MTL 5042 | Repeater Power Supply 4/ | 0
90008077 | Power Supply For HPM Mod | :ACX631,Rev-E,S/N:1096-2 | 1
90008078 | Rechargeable Battery Sea | led Lead Acid type NP 12 | 7
90008079 | TL-2300- 3.6V Tadiran T | M Lithium Battery Size D | 4
90008080 | Serial Interface Modul A | ssy No: 51304362-300 | 1
90008082 | Smart Interface Module A | ssy No: 51304516-200 HDW | 1
90008089 | IOP to FTA cable P=15m, | P/N: 51201420-015 rev D | 4
90008092 | Serial link selector mo | dule number 621-9928R Ho | 1
90008093 | LCNE2 Module |  | 1
90008094 | Power Supply DC 24V |  | 1
90008095 | Integrated Programable |  | 1
90008104 | MCB CP30-BA AC/DC 3A Mit | subishi | 4
90008105 | MCB CP30-BA AC/DC Mitsub | ishi | 1
90008106 | Battery saft lithium 3.6 | V 21.AH | 2
90008110 | FTA D/I 24VDC CC p/n. 51 | 304441-175 Honeywell | 2
90008111 | FTA D/O 24VDC NI p/n. 51 | 304446-150 Honeywell | 2
90008112 | Axial fan NMB-MAT/ Mineb |  | 6
90008113 | Axial fan Delta electron |  | 4
90008114 | Axial fan Sanyo Denki 9G |  | 6
90008115 | Battery cmos HPM, Part N |  | 21
90008116 | Power adapter ASSY 51309 |  | 0
90008117 | Honeywell 51304465-100 C |  | 0
90008118 | Honeywell 51304465-200 C |  | 0
90008119 | Serial Interface FTA - M |  | 0
90009005 | Pneumatic Valve 3/2 WAY | P/N.B53003PS, Merk Park | 1
90009006 | Cylinder Blocking Valve | - Legris 7883 0813 | 4
90009009 | 5/2 Air Spring Valve-Atl | as Automation VG25-A-5-6 | 1
90009015 | Air Cylinder B 100, S-32 | 0, Model: PRA/8100/0320, | 0
90009018 | Push Connector 4mm Tube | x 3/8 Male, Merk. Festo | 0
90009019 | Tee Push On 4mm Merk.Fes | to | 1
90009022 | Male Connector Tube 1/8 | BSP x 4mm Push In Fittin | 5
90009024 | Tee Connector Tube 8 x 4 | mm Push In Fittings, Mer | 8
90009025 | EL Union Tube 8mm Push I | n Fittings, Merk. Festo | 9
90009026 | Vinyl Tube OD.4mm Warna | Putih | 0
90009030 | O-Ring Viton ID=20mm, OD | =23mm, Tebal=3mm | 3
90009031 | O-Ring Viton ID=13mm, OD | =17mm, Tebal=3mm | 3
90009032 | 2/2 Way Air Operated Val | ve Port 1/4 NPTF Nomall | 4
90009033 | Quarter Turn Electric Ac | tuator Model: UNIC 10/15 | 0
90009033 | Quarter Turn Electric Ac | tuator Model: UNIC 10/15 | 1
90009034 | Pressure Actuated, Sprin | g Return Model Number 03 | 0
90009035 | Positioner P/P PMV Valve | Control System Model PP | 0
90009044 | Limit Swith Model: 83849 | 7, Merk :Crozet | 3
90009045 | Air Regulator Model: KZ0 | 3-IB Connection:1/4 FNPT | 2
90009046 | Push In/Threaded Fitting | Festo Type QS-1/4 BSP ( | 0
90009047 | Push In/Threaded Fitting | Festo Type QS-1/4 BSP ( | 0
90009048 | Push In / Threaded L Fit | ting 360 Rotatable Type | 12
90009049 | Push In / Threaded Fitti | ng Festo Type QS-1/8 BSP | 5
90009050 | Push In / Threaded L Fit | ting 360 Rotatable Type | 13
90009051 | Push In / Threded L Fitt | ing With Internal And Ex | 12
90009052 | Push In / Threded L Fitt | ing With Internal And Ex | 9
90009053 | Push In/T Connector Type | QST 4mm Festo | 15
90009055 | Solenoid vavle Norgren |  | 3
90009056 | Silencer Solenoid vavle |  | 10
90009057 | Push in straight union | tube OD 6mm Festo | 0
90009058 | Push in straight union | tube OD 8 mm Festo | 4
90009059 | Norgren V60A4D7A-XA090 1 |  | 2
90009060 | Solenoid valve 3/2 way N |  | 2
90010012 | Contactor tripol 115 san | s bobine, LC1-F115 LX1-F | 2
90010017 | Flow Switch Brand Johnso | n Controls, Type F 61TB- | 1
90010018 | contactor TeSys D-3P | (3 NO) - AC-3 440 VAC 80 | 1
90010019 | Relay elektromagnetic, 1 |  | 2
90011001 | Gas Sprayer 301742-00 | Nippon Valqua Ind | 1
90011003 | Ignition Plug 3011541-00 | Nippon Valqua Ind | 1
90011006 | Spray Nozzle 35590312-10 | 24 / d49 x T59 Nippon Va | 1
90011019 | 3-Way Solenoid Valves AS | CO Catalog No. 9320A107 | 0
90011021 | Dynamic Self Check Ampli | fier R7247C 1001 Honeywe | 0
90011022 | Solenoid Valve 5/2, 110 | VAC Process Conn. 1/4 F | 0
90011023 | Tutup spark plug for NGK | 4712 C6HA | 1
90011024 | Check valve suction for | dosing pump merk:Promin | 3
90011025 | Check valve discharge fo | r dosing pump, merk:Prom | 1
90011026 | Membrane for dosing pump | merk:prominent, type:Be | 2
90011036 | Spare part Kits GALA 042 | 0 part 1023113 | 1
90011037 | Spare part kits BT4B0708 | PVT part 1023111 | 0
90011038 | Electronic Differential |  | 0
90012006 | Gasket Packing For Drums | Man Holes VHM 80010-E00 | 1
90012009 | Level Switch For Drum Le | vel / Damper Micro VHM 8 | 2
90012012 | Flame Detector ( UV. Cel | l ) SAK SO61001001 Vic | 0
90012013 | Flame Detector ( IR. Cel | l ) SAK SO61020001 Vic | 1
90012015 | Actuator Seal Kit SP 045 | Vickers Hoskin | 2
90012026 | Join Washer Set MK 2 Gun | / YJ1802 | 0
90012026 | Join Washer Set MK 2 Gun | / YJ1802 | 2
90012031 | Slamshut Valve Repair Ki | t 202VS011 | 1
90012032 | Gas Governor Repair Kit | 202AS012 | 2
90012036 | 3 way solenoid valve, Mo | del: 116B-120CC, Merk: M | 1
90012038 | Relay 220 v S030001002 / | Relay Finder Type 60.13 | 2
90012039 | Motor fuse link Type 96 | 40 ka 350 v DC | 3
90012042 | Actuator Seal Kit SP054 | (set) | 0
90012042 | Actuator Seal Kit SP054 | (set) | 0
90012045 | Flame Amplifier Ultra Vi | olet SO61005002, Merk: L | 1
90012049 | Gas Vent Valve (solenoid | valve) SO 19004002 | 0
90012055 | Gas Control Valve Servo | Motor SO48017001 | 0
90012058 | 1 st Leak Pressure Switc | h AOR 13126 | 0
90012058 | 1 st Leak Pressure Switc | h AOR 13126 | 1
90012064 | FD Motor Contactor (Z 00 | 1013) AOR 13184 | 2
90012076 | Danfos RT pressure switc | h rating contact 4A, 4 | 0
90012076 | Danfos RT pressure switc | h rating contact 4A, 4 | 2
90012077 | Oxygen Probe P/N.S041026 | 002 S/Parts for Saacke E | 0
90012079 | Signal Isolator / Conver | ter Input=0-10 VDC, Outp | 0
90012079 | Signal Isolator / Conver | ter Input=0-10 VDC, Outp | 1
90012080 | Selector switch NC+NO XB | 3-BD25 | 5
90012089 | Solenoid valve 2-Way ASC | O Catalogde No. E222D2 S | 0
90012090 | Solenoid valve 2/2 Way B | rass Body Model. 322H750 | 1
90012091 | Solenoid valve 2-Way Luc | ifer, Honeywell Lucifer | 1
90012096 | O2 probe filter P/N.LA 2 | 2623 | 0
90012098 | Solid State Relay P/N. C | XE240A5, Input. 18-36 VA | 2
90012101 | Solid State Relay Crydo | m P/N. A2425E, Input.18 | 4
90012103 | CPU PS4-201-MMI | "Klockner Moeller" | 1
90012107 | DDCC (Digital Direct Com | bustion Control) ETC-300 | 0
90012109 | Slam Valve Repair Kit P/ | N. Z000464 | 4
90012110 | Relief Valve Repair Kit | P/N.20 1 WS (set) | 3
90012112 | Solid State Relay. Max L | oad Rating: 25A, 3-32 Vd | 1
90012116 | 1-Turn Potentiometer Loe | -Cst, Plastic Housing Wi | 3
90012117 | I-Turn Potentioner (I Tu | rn Conductivi Plastic)Mo | 1
90012118 | Three Element Controller | Yokogawa Programable Co | 1
90012119 | Seat Iten 4 Part Valve T | type R1LA40AJJK Neles Ja | 1
90012120 | Lock Spring Item 5 Part | Valve Type R1LA40JJK Nel | 1
90012124 | Relay Omron G2R-2-SND 24 | VDC | 3
90012125 | Relay Omron MK2P-I 24 VD | C | 2
90012126 | Socket Relay Omron P2RF- | 08-E | 1
90012128 | Flame Signal Amplifiers | Type R7849A1015 | 1
90012129 | Minipeeper Ultraviolet F | lame Detectors Type C704 | 1
90012132 | Switching Power Supply O | utput Capacity 100W, Inp | 1
90012133 | Pressure Switch For Air | / Gas Krom Schroder Germ | 1
90012136 | Distributor Power Supply | Model SDBT, Suffix:-210 | 1
90012137 | Isolator Model:SISD, Suf | fix:-100A/A2ER, Supply I | 1
90012138 | O-Ring Uk. Tebal: 2.8mm, | Dout: 19.56mm Viton | 0
90012140 | ETC 3000/3900 Keyboard / | Facia Saacke | 1
90012141 | Basic Drive Card f/ DDCC | ETC 3900 Saacke | 1
90012142 | PLC, PS3-DC-EE (compact | PLC, 16DI, 16DO, 4AI, 1A | 2
90012144 | Auto check infrared | amplifier type 72DIR1T | 1
90012145 | Basic Switch Actuator | short hinger roller lev | 0
90012146 | Battery size N / 1.5V | Alkaline Battery | 2
90012147 | Inorganic Lithium Batter | y size 1/2 AA - 3.6V | 2
90012148 | Programmable Indicating | controller | 0
90012149 | Pressure Transmitter , | P121-400-G11 | 1
90012150 | Press. Transmitter S10. | 4 ~ 20mA, 0 ~40bar, | 2
90012151 | Limit switch Type E73 | operating point 125 VAC | 0
90012152 | Pressure switch type DG5 |  | 1
90012153 | Power card for FC102/75K | W S/N. 060212G154 Danfos | 0
90012154 | Rectifier 250A/ 1600V f/ | FC102/75KW | 0
90012155 | Current Transducer Card | 500V f/ FC102/75KW | 0
90012156 | IGBT Dual 1200V, 300A f/ | FC102/75KW | 0
90012157 | Control Card for FC102/ | 75KW | 0
90012158 | Danfoss Inventer FC102 S | Power 75KW | 0
90012159 | Piston Seal Pneumatic, | mtrl. Viton | 2
90012160 | Solenoid valve 2/2 type | 0285A 12.0 FKM | 0
90012161 | Solenoid valve 3/2 direc | control valveelectromagn | 0
90012162 | Flame monitor part for | intermitten operation | 0
90012163 | Spark trasnformer for | types ZAO, supply | 0
90012164 | Flame relay, 90~110VDC | with 2 volt free SPDT | 0
90012165 | Flame detector F200K / 2 | UV-2/ 50Hz 4-20mA | 0
90012166 | O2 probe Lambda sonde LS | -2, Id,Nr. 650 R 1000 | 2
90012167 | Pneumatic Valve type MH5 | 10801, compled with MA22 | 1
90012168 | Pressure transmitter | WIKA for pressure steam | 0
90012169 | Pressure switch Type DWR | 6-031 range 0,5-6 bar | 0
90012170 | Pressure switch Type DWR | 16-301 range 3-16 bar | 0
90012171 | OFF Delay timer, rated | supply votange 100-125 | 0
90012172 | Set of seals, Viton for | ASV valve type N | 0
90012173 | Control piston for ASV | valve type N pos no 7 | 0
90012174 | Simatic S7-300, Analog | Input SM 331 | 0
90012175 | Gun Sprayer position | limit switch typpe | 0
90012176 | Anybus Communicator seri | Gataway Provibus - DP | 0
90012177 | Safety relay SR3D Zander | aachem | 0
90012178 | Pressure Transmitter , | P121-400-G11 | 0
90012179 | Fault Auxiliary contact | GVAD0110 "Schneider" | 2
90012180 | Fault Auxiliary contact | GVAD1001 "Schneider" | 2
90012181 | Gas fired ignitor ZA0-17 |  | 1
90012182 | SIMATIC HMI, KTP1200 | Basic DP, Basic Panel | 1
90012183 | SIMATIC WinCC Comfort | V16 | 1
90012184 | 8 GB Industrial SDHC SD | Card Class 10 | 2
90012185 | Seavis HMI 10e p/n. 6373 | 08, S/N 00486018 Saacke | 0
90012186 | Oxygen measuring system | LT2, 657R102 | 1
90012187 | Display HMI 10i p/n. | 636159 | 1
90012188 | RJ45 SS-74810-002 connec |  | 2
90012190 | Atomizer Nozzle YS8.34/2 |  | 1
90012191 | RSE-P II controller, sup |  | 0
90012192 | Repair kit pressure redu |  | 0
90012193 | DC/DC conventer in 18-36 | VDC out 5VDC/600mA TEL | 1
90012194 | Power supply module base | unit for 24VDC Seavis IO | 0
90012195 | CANOpen Module Seavis IO | CANO-A P/N. 605328, Sa | 1
90012196 | Module with 2 inputs for | safety limiters live Sea | 1
90012197 | Module with 4 digital in | put s 24VDC Seavis IO 4D | 1
90012198 | Module with 4 relay outp | uts breaking capacity 25 | 0
90012199 | Seavis compact modul uni | versal modul base 8 s/n. | 1
90012200 | Seavis FSC-IO 4DI/1AI | P/N. 605322, Saacke | 1
90012201 | Seavis 12AI/ 4AO P/N. | 637908, Saacke | 1
90012202 | Auxiliary Contact Block | CAL19-11, Product ID. 1S | 3
90012203 | Auxiliary contact block | - 2 NO + 2 NC, Model LAD | 0
90012204 | Contactor 11KW/400V, | coil 230V LC1D25P7 Schne | 0
90012205 | Seavis Eco FSC burner | Controller, Type: AKC-60 | 1
90012206 | Seavis V2.00 FSC burner | Controller, Type: FSC-0 | 1
90012207 | Stabilized power supply | for SIMATIC S7-1500 inpu | 1
90012208 | Central processing unit | with working memory 150 | 1
90012209 | Communications processor | CP 1542-5 for connection | 0
90012210 | SIMATIC S7-1500, digital | input module DI 32x24 V | 1
90012211 | SIMATIC S7-1500 analog | input module AI 8xU/I/RT | 1
90012212 | SIMATIC S7-1500, analog | output module AQ8xU/I HS | 1
90012213 | SIMATIC S7-1500, digital | output module DQ 32x24 V | 1
90012214 | Solenoid valve Burkert 6 |  | 3
90012215 | Local Control Panel Disp |  | 1
90012216 | Capacitor 3700uF/450V fo |  | 0
90012217 | Electromagnetic Valve ty |  | 0
90012218 | Single-phase Rectifier w |  | 2
90012219 | "Relay, 2 contacts, RCIK |  | 0
90012220 | Contactor LC1 D150 and c |  | 1
90013033 | Electro Pneumatic Positi | oner Type. NE726/XA Nel | 3
90013034 | Seat insert MK1,3 TN2.6 | 2 CL 150/600, 316SS P/N. | 2
90013035 | Seat ring Gasket TFE. 3. | 75 x 3.35 x 0.12 Thick, | 0
90013035 | Seat ring Gasket TFE. 3. | 75 x 3.35 x 0.12 Thick, | 2
90013036 | Bonnet Gasket 4.62 x 4.2 | 5 x 0.15 Thick, Virgin T | 2
90013040 | Soft Seat Insert 2 .TN 1 | .62, CL 150/600 P/N. 001 | 0
90013040 | Soft Seat Insert 2 .TN 1 | .62, CL 150/600 P/N. 001 | 6
90013041 | Seat Ring Gasket TFE . 2 | .50 x 2.12 x 0.12 Thick, | 0
90013041 | Seat Ring Gasket TFE . 2 | .50 x 2.12 x 0.12 Thick, | 5
90013042 | Bonnet Guide Linear | 001703.925.000 | 0
90013042 | Bonnet Guide Linear | 001703.925.000 | 4
90013046 | Seat ring 002505.825 Val | tek | 0
90013046 | Seat ring 002505.825 Val | tek | 5
90013047 | Bonnet Gasket 2.50 x 2.1 | 2 x 0.15 Thick,Virgin Te | 0
90013047 | Bonnet Gasket 2.50 x 2.1 | 2 x 0.15 Thick,Virgin Te | 6
90013054 | Adjusting Screw Gasket 0 | 01425.655 | 0
90013054 | Adjusting Screw Gasket 0 | 01425.655 | 14
90013055 | Piston O-ring 001182.650 |  | 0
90013055 | Piston O-ring 001182.650 |  | 3
90013057 | Yoke O-ring 001184.650 |  | 0
90013057 | Yoke O-ring 001184.650 |  | 9
90013058 | Actuator stem O-ring 001 | 181.650 | 0
90013058 | Actuator stem O-ring 001 | 181.650 | 9
90013065 | Actuator Stem O-Ring 001 | 181.650 | 10
90013066 | Electro Pneumatic Positi | oner, Model IP 2103-1 V | 2
90013069 | 4-Way Solenoid Valve Com | plete NFB344A074O.Type S | 7
90013070 | Solenoid Complete NFB 32 | 7001.24V DC | 3
90013074 | Electronic TT Transmitte | r 3144D1/1F5 Rosemount | 0
90013074 | Electronic TT Transmitte | r 3144D1/1F5 Rosemount | 2
90013078 | Signal Isolator A/O KFD2 | -CD-EX1.32 | 2
90013079 | CPU 512 K1 XMB+ ,Reff No | . 140CPU11303 | 2
90013082 | Power Supply 110V AC/24D | C 140 CPS 21400, 10A | 1
90013084 | AN OUT 4CH CURR, Reff No | .140AC002000 | 2
90013085 | DC IN 10-60V 2 x 8 SINK, | Reff No. 140DD184100 | 2
90013086 | DC Out 10-60v 2 x 8 Sour | ce, Reff No. 140DDO84300 | 2
90013087 | Power Supply 24 VDC 140 | CPS . 11100 | 2
90013089 | Coalescing Element, P/N: | 90-5-102 Waterco | 9
90013105 | Seal Ring MK1 Soft 2 TN | : 1.62 CL 150/600,316SS | 8
90013106 | Guide Liner 0.55 Stem TF | E P/N: 057359.927.000 | 7
90013108 | Seat Ring MK1 Soft 3 TN | : 2.62 CL 150/600, P/N: | 1
90013110 | Packing Set Twin 1.12 St | em, TFE Plastic Teflon G | 8
90013111 | Seat Ring MK1 1.0 TN 1. | 62, CL 150/600 Stellite | 2
90013113 | Packing Set, Standart Su | ragard, 0.56 Stem, Combi | 2
90013118 | CPU Card For PLC MB + He | ad 1 CH, 140 non 21100 | 2
90013120 | Soft Seat Ret MK1.3 TN2 | .62 CL 150/600 316SS P/N | 2
90013122 | Spare part kit, actuator | size 50 lin 2.00/2.62 s | 4
90013123 | Seat Ret MK1.3 CL 150/6 | 00, ECO 13147, 316SS P/N | 1
90013124 | Bonnet MK1. 3 2.62 spud | CL 150/600 BD4.19L P/N. | 2
90013126 | Spare part kit actuator | size 25 lin 2.00 spud 1. | 6
90013127 | Seat ret MK1. 1.50/2 , C | L 150/600 ECO 13147 316 | 3
90013131 | Bonnet MK1.1 2.00 spud | CL 150/600 BD, 4.19L P/N | 1
90013132 | Plug MK1.1.0 =% TN 1.62 | CL 150/600 Stellite #6 | 1
90013133 | Plug MK1.2 =% TN 1.62 C | L 150/600 316 SS P/N. 00 | 1
90013134 | Bonnet MK1. 1.5/2 2.00 | spud CL 150/600 BD4.19L | 1
90013136 | Seat ring MK1. 2 TN 1.6 | 2 CL 150/600 Stellite 6# | 1
90013138 | Power Supply 110V AC/24D | C 140 CPS 21400, 8A | 1
90013139 | Membrane cartridge 10 t | ype U1XL (For 1st Stage) | 0
90013139 | Membrane cartridge 10 t | ype U1XL (For 1st Stage) | 0
90013140 | O-ring Viton P/N.A-1783- | 1 ID. 208 x t. 6.99mm, H | 80
90013148 | Actuator Spare Kit Item | : SP Set BC6 ID Code : 2 | 1
90013149 | Repair Kit Seal Solenoid | Valve, Cat No. NF B344A | 4
90013150 | Seal Kit ID.14mm, OD:28m | m, T:10mm For Solenoid T | 8
90013151 | Seal Kit ID:32mm, OD.45m | m, T.6mm, For Solenoid T | 0
90013152 | Seal Kit ID.46mm, OD.47m | m, T.2mm For Solenoid Ty | 0
90013153 | Seal Kit ID.27mm, OD.32m | m, T.3mm, For Solenoid T | 0
90013154 | Seal Kit ID.34mm, OD.36m | m, T.2,5mm For Solenoid | 3
90013155 | Seal Kit ID.7mm, OD.10mm | , T.1,5mm For Solenoid T | 0
90013156 | SMC Silencer AN 200-02 |  | 5
90013157 | SMC Silencer AN 400-04 |  | 9
90013159 | Service Kit Actuator BJ | 8 P/N.250511, Merk:Neles | 13
90013160 | Service Kit Actuator BJ | 10 P/N.250513, Merk:Nele | 3
90013161 | Service Kit Actuator BJ | 12 P/N.250515, Merk:Nele | 2
90013162 | Pneumatic Actuator Type | BIJU8/35E Bare Actuator | 5
90013164 | Rebuilt Kit For Solenoid | ASCO (Without Coil), Vo | 3
90013165 | Quick Exhaust Valve AQ30 | 00-03 | 9
90013167 | Automatic Drain, Model 3 | 000-97 | 1
90013168 | Electro Pneumatic Positi | oner Type. NE 724S/XSIA | 0
90013169 | Spare Part Set NE 700 Ni | trile ID Code 251921 | 10
90013170 | O-Ring Viton 33 x 2.5mm |  | 84
90013172 | Spool Valve Assembly 6, | NR700 ID Code 7013300, P | 5
90013173 | Spool Valve Assembly 6, | NR700 ID Code 7013200, P | 2
90013174 | Power Supply Barier, Mod | el: KFD2-EB2, Merk: Pepp | 3
90013175 | Analog Input Model: KFD- | 2, CR-EX1.30-200, Merk: | 6
90013177 | Membrane Cartridge 10 T | ype: U1RL (2nd Stage) | 0
90013177 | Membrane Cartridge 10 T | ype: U1RL (2nd Stage) | 0
90013178 | Repair Kit RKW 352 TT, P | roduct: 080-885-11-2741T | 6
90013179 | Repair Kit ID Code RKW 3 | 53 TT, Related Product 1 | 6
90013211 | Valtex Control Valve, | Mark One 10497-13-01 | 0
90013212 | Valtek Control Valve | SN. 10497-12-05 | 0
90013213 | Butterfly Control Valve- | 080805 11 2741TT | 4
90013214 | Butterfly Control Valve- | 100805 11 2741TT | 0
90013215 | Seat f/ Butterfly Contro | l valve serail: 17723 | 3
90013216 | Seat for butterfly contr | ol valve | 4
90013217 | Seat f Butterfly Control | valve size 150mm/6" | 0
90013218 | Seat f Butterfly Control | Valve #200mm (8") | 2
90013219 | Cylinder retaining ring | no 256 actuator 50 sq in | 6
90013220 | Cylinder retaining ring | no. 256 actuator size 25 | 8
90013221 | Pressure Gauge range | 0-30 psidial 40mm 1/8" N | 4
90013222 | Current loop supply W5DY | -AAR (4 - 20)mA DC | 3
90013223 | Signal Transmitter model | B3VS/2-AA/UL dual channe | 2
90013230 | Set of gasket | PN. MSG09184P20 | 2
90013231 | Set of gasket | PN. MSG07159P20 | 10
90013232 | Plug 3" 600# TN 2.62 = % | 100 : 1, PN: 066569.150. | 1
90013233 | Guide RET 1.125" Stem | TFE PN. 066569.150.000 | 0
90013234 | Packing set Twin VEE | 1.12" Stem | 3
90013235 | Grease Molykote 55 M | 100 gram | 5
90013236 | Guide RET 0.875" TFE | P/N. 066568.150.000 | 0
90013237 | Packing set Twin VEE | 0.88" Stem P/N 020750.92 | 6
90013238 | Grease Molykote 111 100 | gram | 7
90013239 | Inconel seal 154LEMSL082 | 50BKb | 1
90013240 | Seal gasket 154LEMSG0825 | 9JFd | 2
90013241 | Battery type CR2 / 3A / | 3V Lithium Battery | 1
90013242 | Quantum HSBY Processor | Unity 2048/7168K | 1
90013243 | 5098 RIO Head, dual cabl | two F-type coaxial | 1
90013244 | Quantum remote I/O drop | adapter 5908 RIO | 1
90013245 | 3M Ethernet Fiber Optic |  | 1
90013246 | Repair kit RKW 354 TT, P |  | 4
90013247 | Butterfly control valve |  | 0
90013248 | Butterfly control valve |  | 0
90013249 | Spare Part kit for SEVER |  | 0
90013250 | Spare Part kit for SEVER |  | 0
90013251 | Spare Part kit for SEVER |  | 0
90013252 | Asco Solenoid Valve mode |  | 4
90013253 | Positioner model no. YT- |  | 2
90014006 | PH sensor for PH Transmi | tter compact 8205 4-20mA | 1
90014018 | Compact Solenoid Valve 3 | /2 Way 1/4 NC / 052425 K | 0
90014022 | Solenoid Valve Burket | ID No. 017024 H Type : 0 | 2
90014037 | Bulb For Status Indicato | r 24 VDC/2.8 Watt Type B | 19
90014050 | Back Up Battery A6 BAT |  | 1
90014051 | Elbow Connector Plastic | 1/4 x 6mm | 0
90014053 | Tee Connector Vinyl Push | Type 6mm | 18
90014054 | Male Connector 1/4 x OD | tube 6mm push in/threade | 12
90014055 | Male Connector Tube 1/4 | x 8mm Push In Fittings | 3
90014056 | Elbow Connector Plastic | 1/4 x 8mm | 0
90014057 | Male Connector 1/8 x OD | tube 6mm push in/threade | 0
90014058 | Elbow Connector Plastic | 1/8 x 6mm | 13
90014060 | Positioner Double Acting | actuator 24 VDC type. 1 | 0
90014064 | Power supply 220v-24VDC | 4.5A P/N.S82J-6024 Omro | 1
90014065 | Diaphragm EPDM P/N.42692 | Type MV310 With Manual | 0
90014066 | Connector Tube 6 mm, Mer | k. Festo | 0
90014068 | Male Elbow Connector 1/4 | x OD Tube 6mm push in/ | 9
90014069 | Ball Valve With Push In | Connection Type QH-Q.S D | 6
90014070 | male Elbow Connector 1/8 | X OD Tube 6MM Push-in/T | 4
90014072 | Diaphragm EPDM, P/N.9405 | 8, DN.32 MV310PC # 6508 | 10
90014073 | Diaphragm EPDM, P/N.9405 | 9, DN.50 | 7
90014074 | Diaphragm EPDM, P/N.9405 | 7, DN.20 | 8
90014079 | Sensor K=0.01 Order No: | 633367 For Compact Versi | 1
90014083 | Transparent Cap P/N: 673 | 16 MV310NC #67324 ASV St | 9
90014084 | O-Ring NBR P/N: 94744 MV | 310NC # 67324 ASV Stubbe | 2
90014085 | O-Ring NBR P/N: 92751 MV | 310NC #67324 ASV Stubbe | 3
90014086 | O-Ring NBR P/N: 94749 MV | 310NC # 67324 ASV Stubbe | 3
90014087 | Transparent Cap P/N: 651 | 22 MV310PC #65088 ASV St | 9
90014088 | Flow Transmitter 8025 Co | mpact Version Standard T | 1
90014090 | Male Connector Brass 1/8 | NPT x 8mm Push On | 8
90014091 | Air regulator SMC AW 300 | 0 + AL 3000 with bracket | 1
90014093 | Side control positioner | Burket | 1
90014094 | Digital conductivity | Transmitter type 8225 | 1
90014095 | Temperature controller |  | 1
90014096 | Signal Transmitter K-uni | Model KVS-AA-H | 2
90014104 | Ebilon Gasket Tombo | no. T-9013 EP EPDM 80 A | 6
90014105 | Ebilon gasket Tombo no. | T-9013 EP EPDM 100 A | 5
90014107 | Rotameter Fluida Raw | Water, max flow 35 m3/hr | 2
90014108 | Rotameter Fluida Demin | Water max flow 22 m3/hr | 2
90014109 | Rotameter fluida demin | water, max flow 2.5 m3/h | 2
90014110 | Rotameter fluida air max | flow 78 m3/hr | 1
90014111 | Diaphragm valve model : | MV310-PCH-PC manual oper | 3
90014112 | Diaphragm valve model : | MV310 manual operated, D | 1
90014113 | Diaphragm valve model : | MV310 manual operated , | 1
90014114 | CAL9900 Temperature cont |  | 0
90014115 | Universal Pressure trans |  | 0
90014116 | Conductive meter Art.nr. |  | 0
90014117 | Solenoid valve 3/4 way 1 |  | 0
90014118 | Solenoid valve 3/2 way 1 |  | 0
90014185 | Push in/thread T fitting |  | 19
90015005 | Thermocouple Type K Shea | th OD:3.3mm, Mat l Incon | 1
90015006 | Temperature Controller P | YZ4TAY2-OY Fuji Electric | 1
90015007 | Mechanical Seal ; model |  | 2
90015008 | Solid state control p/n. |  | 0
90015009 | Solid state flasher p/n |  | 0
90015010 | Solid state control p/n. |  | 0
90016001 | Diaphragm for pitch cont | rol (6 Lubang) | 10
90016003 | Seal Viton Pneumatic uk. | OD.19 x ID.11.7 x T.2,5 | 2
90016004 | Seal Viton Pneumatic uk | . OD.29 x ID.20 x T.2,5m | 9
90016010 | O-Ring Viton Uk. 227.97 | x 241.95 x 7mm | 11
90016011 | Teflon Uk. 240 x 244 x 8 | mm | 4
90016012 | O-Ring Viton Kotak Uk. 2 | 3 x 28 x 2mm | 4
90016013 | Male Connector 1/8 NPT | x 6mm Tube Mat l Brass | 0
90016014 | Elbow Male Connector 1/8 | ISO Tapered Thread (RT | 2
90016015 | Diaphragm For Pitch Cont | rol ( 5 Lubang ) | 6
90016016 | Filter reg. SMCAR4000 | with PG 0-10 kg/cm2G | 0
90016017 | Vibration control switch | VS2EX 2 SPTD 5A 480 VA | 4
90021001 | Scalance switch |  | 1
90021002 | Power supply PLC PS 307 | Siemens | 0
90021004 | Power supply 24 VDC/ 240 | W Mean Well | 1
90021005 | Power supply 24 VDC/ 120 | W Mean Well | 1
90021006 | ET-200S Interface module | IM 151-3 PN ST, Siemens | 1
90021007 | Thermistor relay reset | Siemens | 0
90021008 | Nivotester FTW325-C2B1A | conductor sensor 2-point | 1
90021009 | Sensor probe model 3900V | P-02.10 for pH meter | 0
90021010 | Pressure switch model Ex | -DWR6 range 0-6 bar | 0
90021011 | Pressure switch model W5 | 212XCGO4AHA10HEC | 0
90021012 | Temperature switch model | Ex-TAM-490 range (40 - | 1
90021013 | TeSys U screw clamp base | 12A | 0
90021014 | TeSys U screw control ba | se | 0
90021015 | Advance control unit cla | 10 TeSys | 1
90021016 | Multi function control | unit TeSys U 3-12A | 1
90021017 | Instaneous auxilliary | Contact and fault switch | 0
90021018 | Limit switch 10A 500V | ICO | 0
90021019 | Zelio relay RXM 4AB1BD | 24 VDC 4C/O | 2
90021020 | Zelio Relay 4AB1D7 230VD | C 4C/O | 4
90021021 | Sepam series 40 type T40 |  | 0
90021022 | Power Supply PASEO In: | 110-220 VDC | 0
90021023 | MCB 2P C60H 4A |  | 0
90021025 | Level Transmitter type | AKS4100 cable version | 1
90021026 | Pressure Gauge range (0 | - 25)bar bottom connect. | 0
90021027 | Temperature Gauge range | (0 - 100)deg C bottom co | 2
90021028 | Sitrans PDS III f/ level | model 7MF4433-1DY02 | 0
90021030 | MCB C60N 1P + N 1A |  | 2
90021031 | CB GV2-RT (6 - 10)A |  | 0
90021033 | Aux contact TeSys 3NO + | 1NC | 0
90021034 | Aux Contact GVAE11 |  | 0
90021035 | Contactor TeSys LC1D-3P- | AC3 | 1
90021036 | CB GV3-L (30-40)A 3P |  | 1
90021037 | CB GV2-P (9-14)A | type GV2P16 | 2
90021038 | Contactor TeSys LC1D-3P- | AC3 440V 12A | 2
90021039 | Aux Contact 1 OC type | 29450 | 2
90021040 | Contactor 330A type LC1F | 330C | 2
90021041 | Coil Contact 220V | LC1F265/330 | 0
90021042 | MCB NG 125N 2 Pole 25A | class C SE18624 | 0
90021043 | Aux. Contact 2 OC type | SE19071 | 0
90021044 | Breaker DPN VIGI 1P+N | 30MA 10A | 0
90021045 | Preventa safety module | 24VDC 3NO | 0
90021046 | MCB C60N 1P 2A |  | 1
90021048 | Shaft seal kit (9625458) | for Grundfos CRN | 3
90021053 | Chamber stack kit (96416 | 243) Grundfos CRN 45-2 | 0
90021054 | Shaft seal kit (96455086 | f/ Grundfos CRN 1-6 HQQ | 5
90021062 | Miniature relay w/ low | level contact w/ LED RXM | 0
90021063 | Miniature relay w/ low | level, w/ LED, RXM4GB2P7 | 0
90021064 | On delay timing relay | range 0.1s-100h 230AC | 0
90021065 | Compact limit switches | type Ti2-SU1Z Hw | 0
90021066 | Reversible synchronous | motor RSM 42/6 NG | 24
90021067 | Gasket EPDMP/EPDMAL Clin | On Alfa Vap 350-TFE | 0
90021068 | Gasket NBR Per (FDA) Eas | y clip, MGS-10E/3 1701 K | 0
90021069 | Gasket EPDM Per easy cli | p type 0050 MGS-10C/2 13 | 0
90021070 | Gasket EPDM Per easy cli | p type 0034 MGS-10E | 1
90021071 | Gasket EPDM Per easy cli | p type 0034 Dura Flow | 0
90021072 | Gasket EPDM Per easy cli | p type 0034 MGS-10E/1 AP | 0
90021074 | NEXUZ Filter Bag |  | 28
90021075 | Simatic S7-300 CPU 315-2 | PN/DP 384 KB work memory | 1
90021076 | Simatic S7-300 digital | output SM 322 | 1
90021077 | Simatic S7-300 digital | input SM 321 | 1
90021078 | Simatic S7-300 front | connector 40 pin | 2
90021079 | Simatic S7, micro memory | card | 1
90021080 | Cartridge membrane BW30- |  | 0
90021081 | Pyro-tube 6000 side arm |  | 1
90021082 | Ferrule Teflon 1/4" @pac |  | 1
90021083 | Membrane Drier (part no. |  | 1
90021084 | Scrubber (part no.71137- |  | 2
90021085 | UV Lamp discharge, Sulfu |  | 1
90021086 | GO Pressure Regulator (p |  | 0
90021087 | WIKA Gauge, range 0 - 2. |  | 0
90021088 | O-Ring .989 Idx.070 S70 |  | 0
90021089 | O-Ring .799 Idx.103 S70 |  | 0
90021090 | O-Ring .864 Idx.070 S70 |  | 0
90021091 | Filter 254 Nm R1020 P/N | 71278 | 0
90021092 | Driyer Filling Material | PN. 71028 | 1
90021093 | End plate II gasket type |  | 3
90021094 | Channel plate gasket ty |  | 77
90021095 | End plate I gasket type: |  | 2
90021096 | Field gasket MK15- BW N |  | 41
90021097 | Ring gasket medium MK15 |  | 74
90021098 | Field gasket M15- BW NB |  | 4
90021099 | Ring gasket MK15BW-NBRP/ |  | 4
90021100 | Distance ring MK15BW-316 | P/N. 3233067011 | 2
90021101 | Distance ring MK15BW-316 | P/N. 3233067012 | 2
90021102 | APO cell (Oxygen and ine | rt gas) | 1
90021103 | Filter element completed | pos no: 500 | 2
90021104 | Tappet switch for oil | stop valve | 0
90021105 | Mass flowtube, Model : | CFS10-20SDFAA | 0
90021106 | Chamber stack CRN 45-10- | 2 model B item No: 14097 | 0
90021106 | Chamber stack CRN 45-10- | 2 model B item No: 14097 | 1
90021106 | Chamber stack CRN 45-10- | 2 model B item No: 14097 | 0
90021107 | O-ring kit For CRN 45-10 |  | 1
90021108 | Bush for CRN pumps item |  | 3
90021109 | Base kit for CRN 45-10 |  | 1
90021110 | Connection pipe for CRN |  | 1
90021111 | 5/2 Namur solenoide valv | coil 24VDC, 1.6 watt Id | 0
90021112 | Shaft sleeve P/N:32 matr | Bronze, model A200-400 | 1
90021113 | Drive gear "Smith pump" | type pompa MC-3H, | 2
90021114 | Idler gear with bushing | 'Smith Pump' MC-3H | 4
90021115 | Connecting rod complete |  | 1
90021116 | Roller bearing C3 |  | 2
90021117 | Slef aligning roller bea | ring | 2
90021118 | Safety valve F/HS85 dia. |  | 1
90021119 | Suction filter F OS(A) 8 |  | 0
90021120 | Set of gasket HSN8591 |  | 0
90021121 | Bearing set complete |  | 0
90021122 | Seat valve dia.105 |  | 1
90021123 | Discharge shut off valve |  | 1
90021124 | Economizer connection w/ | valve for OSNA | 1
90021125 | Shutoff valve for oil OS | A85 | 1
90021126 | Piston rod complete OSN8 |  | 0
90021127 | Coil |  | 3
90021128 | Field gasket MX25-M |  | 0
90021129 | Flow meter MAG3100P-DN80 |  | 2
90021130 | Flow transmitter-Signal |  | 2
90021131 | Flow transmitter-wall | mounting kit | 3
90021132 | Pressure transmitter-sit |  | 1
90021133 | Pressure switch KP 1A |  | 3
90021134 | IP55 enclosure for KP si |  | 3
90021135 | Pressure switch KP7ABS |  | 4
90021136 | IP55 enclosure for KP du |  | 6
90021137 | Oil level control |  | 6
90021138 | Switch for oil stop valv |  | 5
90021139 | Oil level pressure switc |  | 5
90021140 | Pressure switch KPI35 |  | 1
90021141 | Pressure transmitter DSI |  | 1
90021142 | Pressure transmitter DN1 |  | 3
90021143 | Level transmitter coaxia |  | 0
90021144 | Level transmitter |  | 0
90021145 | Module electrode LP20, L |  | 1
90021146 | High electrode LP30, L:1 |  | 1
90021147 | Level transmitter LG250 |  | 1
90021148 | Sitrans P Diff pressure |  | 1
90021149 | Diaphragm seal flanged |  | 1
90021150 | PDT 500 mbar for remote |  | 0
90021151 | Remote seal 3" 150lbs 1x |  | 0
90021152 | Sitrans P Diff pressure |  | 1
90021153 | Diaphragm seal flanged |  | 1
90021154 | Sitrans P Diff pressure |  | 1
90021155 | Diaphragm seal flanged |  | 1
90021156 | Pressure differential tr |  | 1
90021157 | Remote seal 2" 150 lbs 1 |  | 1
90021158 | Level switch E+H FTL50 r |  | 1
90021159 | Level switch E+H FTL50 r |  | 0
90021160 | Oil level control |  | 1
90021161 | Mehrer TZV900 MEM kit 4 |  | 0
90021162 | Discharge valve Plate | 1st stage 174R | 0
90021163 | Suction valve Plate 1st | stage 174R | 0
90021164 | Discharge valve Plate 2n | d stage 105R | 0
90021165 | Suction valve Plate 2nd | stage 105R | 0
90021166 | Discharge valve Plate | 1st 174R | 2
90021167 | Suction valve Plate 1st | stage 174R | 1
90021168 | Discharge valve Plate | 2nd stage 105R | 0
90021169 | Suction valve Plate 2nd | stage 105R | 0
90021170 | Pressure switch mount su | model CQ21-1M3 range 0- | 2
90021171 | Pressure switch mount su | model CL10-1M3 range 0. | 2
90021172 | Temperature sensor RTD | PT100 type W06 | 2
90021173 | Gasket HE plate type | A-055 MGS 10/2 (APV) | 1
90021174 | Gasket HE plate type | J-060 MGS-10/1 (APV) | 1
90021175 | Gasket material EPDM | per easy clip type:0-050 | 1
90021176 | "GUIDE RING 26DIA P/N. | 1527020 | 0
90021177 | "GUIDE RING 26DIA P/N. | 147218 | 0
90021178 | " GUIDE RING 37DIA P/N. | 22794 | 0
90021179 | LOCATING PIN 1.8X16 P/N. | 21523 | 0
90021180 | LOCATING PIN 2.3X11 P/n | 21611 | 0
90021181 | LOCATING PIN 2.3X16 P/n | 21581 | 0
90021182 | LOCATING PIN 3.8X16 P/n | 22111 | 0
90021183 | LOCATING PIN 3X12 P/n | 22689 | 0
90021184 | LOCATING PIN 3X12 P/n | 21181 | 0
90021185 | VALVE PLATE 105CRK 13544 | 80 | 3
90021186 | VALVE PLATE 174CRK P/N | 22289 | 11
90021187 | Unloader P/N:52-575527-1 | 580 | 0
90021188 | Themperature transmitter | model 7MC7511-1CA01-9CA1 | 0
90021189 | Themperature transmitter | Model 7MC7511-1CA04-9CA1 | 1
90021190 | CB GV2-P04 0,4?0,63A Typ |  | 1
90021191 | CB GV2-P05 0,63?1A Type |  | 1
90021192 | CB GV2-P06 1?1,6A Type G |  | 2
90021193 | CB GV2-P07 1,6?2,5A Type |  | 1
90021194 | CB GV2-P08 2,5?4A Type G |  | 1
90021195 | CB GV2-L08 4A Type GV2-L |  | 1
90021196 | CB GV2-P14 6?10A Type GV |  | 0
90021197 | CB GV2-P20 13?18A Type G |  | 1
90021198 | CB GV2-P22 20?25A Type G |  | 1
90021199 | CB GV2-P32 24?32A Type G |  | 1
90021200 | CB GV2-L14 10A Type GV2- |  | 1
90021201 | CB GV2-L22 25A Type GV2- |  | 1
90021202 | CB GV2-L07 2,5A Type GV2 |  | 1
90021203 | Adapter contactor GV2-LC |  | 1
90021204 | YU delay SACE ABB |  | 0
90021205 | Under and Over voltage r |  | 1
90021206 | FUSE bottle type D02 63A |  | 0
90021207 | MCCB T4S320 PR221-I In: |  | 0
90021208 | MCCB XT3 3S250MA In: 160 |  | 0
90021209 | Contactor A210 coil 220V |  | 1
90021210 | Contactor A110 coil 220V |  | 1
90021211 | TOR EF370-380, range 115 |  | 1
90021212 | TOR TA110DU-110, range 8 |  | 0
90021213 | Aux Contact CAL 18-11 (1 |  | 1
90021214 | Aux Contact CA5-22 (2NO |  | 1
90021215 | LC1D40AM7 TeSys D contac |  | 1
90021216 | LAD4RC3U D40A to D65A RC |  | 1
90021217 | LA4FRCP TeSys F - suppre |  | 1
90021218 | LR9D5369 TeSys LRD therm |  | 1
90021219 | LA4DA2U TeSys D - suppre |  | 1
90021220 | RXM040W diode - 6..250 V |  | 1
90021221 | Dewpoint transmitter DMT |  | 1
90021222 | Simatic DP, Interface | module IM 151-3 PN ST | 0
90021223 | Analog Input 4AI STD I-2 | wire | 1
90021224 | Terminal Module TM-E15C2 |  | 2
90021225 | Interface Module IM 151- |  | 2
90021226 | Power Module PM-E, DC 24 |  | 1
90021227 | Control Unit ZCU-11, S/N | B1490292VS | 1
90021228 | Control Panel ACS-AP-I M |  | 1
90021229 | Memory Unit ZMU-01, S/N |  | 1
90021230 | Flow switch adjustable p |  | 1
90021231 | PMT (Photomultiplier tub | e) | 1
90021232 | Temperature controller | PXR-4 Fuji | 1
90021233 | featuring fuzzy logic p |  | 0
90021234 | Furnace p/n. 86016 Antek |  | 1
90021235 | Burner (H2/He) 40 H2/60 |  | 1
90021236 | Filter element sample p/ |  | 1
90021237 | Glow plug p/n. 410341-1 |  | 1
90021238 | Rod probe 1375Z-RXY9AA2, |  | 1
90021239 | Differential Pressure | Electronic Transmitter | 0
90021240 | Upper Chamber complete | pos no 3 | 2
90021241 | Kit, internal Chamber | with bearing | 6
90021242 | internal Chamber complet | pos no 4 | 2
90021243 | Split coneWearing Pos. 4 |  | 3
90021244 | Wearing Pos. 49 C pump C |  | 2
90021245 | Impeller Pos. 49 pump | CRN64-3-1 | 0
90021246 | Bearing Ring,rotating P |  | 2
90021247 | Shaft seal assembly | 'Smith Pump' | 2
90021248 | SIKA Digital Thermometer | DiTemp DT3-30 type 990 | 5
90021250 | Servo drive D 025 Poti | 300 Ohm article no.62065 | 0
90021251 | Pressure transmitter Mod | 7MF1566-9AA00-1AD1, Rang | 1
90021252 | Inlet part complete pos. | 44 pump CRN64-3-1 | 2
90021253 | Inlet part complete pos. | 44 pump CRN120-2-1 | 2
90021254 | chamber with bearing | ring pos. 4a CRN120-2-1 | 2
90021255 | chamber complete pos.4 | pump CRN120-2-1 | 2
90021256 | Impeller pos.49e pump |  | 2
90021257 | Chamber stack CRN 64-3 | PN : 96416333 | 1
90021258 | Channel plate complete w | gasket P/N:395039703 for | 0
90021259 | Ring gasket EPDM P/N:390 |  | 4
90021260 | Rubber coupling size : | OD. 30 x ID.16 x t.18 | 60
90021261 | Guide ring segment de | guidage 00143097 | 3
90021262 | Piston ring segment de | pistoon 00142103 | 4
90021263 | Piston ring segment de | piston 00142096 | 0
90021264 | Segmental ring 00210024 |  | 10
90021265 | Oil scraper ring 0020909 |  | 8
90021266 | Oil scraper ring 0020909 |  | 0
90021267 | Segmental ring 00210023 |  | 15
90021268 | Spring washer 03065125 |  | 32
90021269 | O-ring 01073430 size : | 248 x 236 T. 6mm | 26
90021270 | O-ring 01073380 size : | OD. 204 x 192 x T. 6mm | 7
90021271 | O-ring 01073400 size : | OD.226 x 216 x T.5mm / O | 7
90021272 | O-ring 01073450 size : | OD.268 x 258 x T5mm | 3
90021273 | O-ring 01073258 size : | OD 132 x 122 x T5mm | 17
90021274 | O-ring 01073246 size : | OD 114 x 108 x T 3mm | 46
90021275 | O-ring 01073157 size: | OD 80 x 60 x T 6mm | 19
90021276 | O-ring 01073444 size : | OD 260 x 248 x T 6mm | 0
90021277 | O-ring 01073655 size : | OD 466 x 454 x T 6mm | 2
90021278 | O-ring 01073210 size : | OD 106 x 94 x T6mm / OD | 1
90021279 | O-ring 01073296 size: | OD 146 x 134 x T 6mm | 0
90021280 | O-ring 01073182 size : | OD 84 x 77 x T 3.5 | 13
90021281 | O-ring 01073140 size : | OD 60 x 56 x T 2mm | 32
90021282 | O-ring 01073109 size : | OD 50 x 44 x T 3mm | 5
90021283 | O-ring 01073091 size : | 41 x 35 x T 3mm | 11
90021284 | V-ring 01072045 |  | 10
90021285 | Slotted ring |  | 30
90021286 | Guide ring segment de | gudage 00143096 | 3
90021287 | Diaphragm membrane | 00249003 OD.83.5 x PCD | 32
90021288 | Actuator double acting | PRA002-01XXOPM00 | 0
90021289 | Actuator PRA004-03080PM0 | Premiair 43263011 | 0
90021290 | PRESSURE TRANSMITTER, | 0~6 bar | 0
90021291 | PRESSURE TRANSMITTER | 0~25 bar | 0
90021292 | PRESSURE TRANSMITTER | 0~1.6 bar | 0
90021293 | PRESSURE TRANSMITTER | -1 ~ 5 bar | 0
90021294 | Analog input module AI8 | *13BIT | 0
90021295 | Actuator PRA037-03080PM0 | Premeir 43263015 | 0
90021296 | Contactor 4KW/400V, coil | 230 V LC1DO9P7 | 1
90021297 | Motor Circuit Breaker | 1.6-2.5A GV2P7Schneider | 1
90021298 | Reversing Amplifier Type | 3710 Samson | 1
90021299 | Magnetic Circuit Breaker | 4A GV2L08 Schneider | 1
90021300 | Motor Circuit Breaker | 0.4-0.63A GV2P04 Schnder | 1
90021301 | Control Relay 24VDC CAD5 | 0BD Schneider | 1
90021302 | PRESSURE TRANSMITTER | 0.4 - 1.2 Bar G1/2" Male | 1
90021303 | PRESSURE TRANSMITTER . | 0.4 - 1/2" Male type 7MF | 1
90021304 | Analog outpu module, | 2 OA /ST 6ES7135 | 2
90021305 | Analog input module, | 4 AI I 2 Wire 6ES7134-4G | 1
90021306 | Digital output module, 4 | DO ST DC24V/2A 6ES7132- | 2
90021307 | CB 4A SCHNEIDER, 1 Pole | C60N 230/240VAC Ref. 243 | 1
90021308 | Terminal Module, TM-E15C | 26-A1 6ES7193-4CA50-0AA0 | 1
90021309 | Digital input module, 4 | DI ST DC24V 6ES7131-4BD0 | 2
90021310 | Barrier ord. no. 2966016 | PLC-BSC-24dc/21, Phoeni | 2
90021311 | CB 6A SCHNEIDER, 1 Pole | C60N 230/240VAC Ref. 24 | 1
90021312 | Terminal Module Power, | TM-P15C23-A0 6ES7193-4C | 1
90021313 | Temperature transmitter, | -50-400øC Indst.l?ngde=5 | 0
90021314 | Temperature transmitter, | -50-400øCs Insert lengt | 0
90021315 | Air fitting, elbow | 6/4-1/4" Brass/CR 53830 | 6
90021316 | Air fitting, Male connec | Brass / CR 53830644 | 2
90021317 | Air Fitting, Tee 6/4 | Brass CR 53831203 | 11
90021318 | Fitting 161M-6/4-1/4 | Brass 53831592 | 4
90021319 | Solenoide valve P/N. 828 | 8400-9651 | 0
90021320 | Power module PM-EDC24VST |  | 1
90021321 | Level switch E+H FTL50 | realy 1"NP, Liquiphant M | 0
90021322 | Level switch E+H FTL50 | realy R1"NP, Liquiphant | 0
90021323 | Temperature indicator | dia 100 0~100 degC L=200 | 0
90021324 | Pressure indicator 0~6 | dia 100, back connection | 1
90021325 | Pressure indicator LBM - | -1~24 bar, dia 100, back | 1
90021327 | Pressure indicator -1 ~ | 16 bar, dia 100, back co | 1
90021328 | Pressure indicator -1~12 | bar, dia 100, buttom con | 1
90021329 | Pressure indicator 0~10 | bar, dia 100, buttom con | 1
90021330 | Pressure Indicator 0-6 b | barG Ø100 G½ back connec | 1
90021331 | Pressure indicator 0~25 | dia 100, back connection | 1
90021332 | Pressure transmitter | Siemens P210 0.5-2bar 7M | 1
90021333 | Pressure transmitter 0~6 | bar, sitrans P220 1/2"BS | 2
90021334 | Pressure transmitter 0~2 | bar, sitrans P220 1/2"BS | 2
90021335 | Pressure transmitter -1~ | 9 bar, sitrans P220 1/2" | 1
90021336 | Pressure transmitter -1~ | 9 bar, sitrans P220 1/2" | 1
90021337 | Level Switch E+H FTL260 | R1" Endress Hauser 51084 | 2
90021340 | Solenoid coil Danfoss 24 | VDC 32120053 | 2
90021341 | Level switch without | probe, Relay, nivotester | 1
90021342 | Siemens LG250 Electronic | insert s/n. 30033229 513 | 1
90021344 | Temperature transmitter, | -50-400øC Insert length= | 0
90021345 | Kit valve & diaphragm fo | r NaOH reclaimer pump Gr | 1
90021346 | Pressuere transmiter | DSIII-1-2.5 bar Sistrans | 0
90021347 | Actuator ICAD 600 | (MOV type) Danfos | 0
90021348 | Gasket for house DN 100 | SPIRAX, GASKET KIT | 0
90021349 | Gasket for house DN 150 | SPIRAX, ENS JOINT | 0
90021350 | Membrane T/PN9100 Actuat | or, KIT Membrane 513047 | 0
90021351 | Spare part kit incl. mem | brane, Granzow 47120027 | 0
90021352 | Membrane T/PN9200 Actuat | or KIT Membrane 513147 | 0
90021353 | Oil level pressure switc | (Refrigerant Compressor) | 0
90021354 | Temperature indicator | dial 63 L. 160mm | 0
90021355 | Temperature indicator | dia. 63 L. 200mm | 0
90021356 | Temperature indicator | dial 63 L. 200mm 0-200 C | 0
90021357 | Level sensor E+H 11375Z | conductivity 510843 | 0
90021358 | Needle valve DN8, Male, | Brass 44320209 | 0
90021359 | Stem valve PCV-11506-05 |  | 0
90021360 | Legrand 555158 Surface M |  | 0
90021361 | Spirax Sarco PN9100 | Diaphragm Kit | 2
90021362 | Spirax Sarco SP400000000 | Smart Positioner without | 1
90021363 | Oil flow monitoring, | part no. 34750106 Bitzer | 1
90021364 | ECO port, part no. | 36133013 Bitzer (NH3 com | 1
90021365 | pressure switch, part no | 34795201 Bitzer (NH3 com | 1
90021366 | pressure switch, part no | 34795101 Bitzer (NH3 com | 1
90021367 | Chamber complete pos no | 4 | 0
90021368 | Chamber with bearing | ring pos no 4a | 1
90021369 | Bearing with driver pos | no. 47a | 0
90021370 | Split Cone nut pos no. | 48 | 2
90021371 | Impeller pos no. 49 for |  | 0
90021372 | Split cone pos no. 49 b |  | 2
90021373 | Chamber complete pos no | 4 | 0
90021374 | Chamber with bearing | ring pos no 4a | 0
90021375 | Bearing with driver pos | no 47a | 0
90021376 | Split Cone nut pos no. 4 |  | 2
90021377 | Impeller pos no. 49 for |  | 0
90021378 | Split cone pos no. 49 b |  | 2
90021379 | Chamber complete pos no | 4 | 2
90021380 | Chamber with bearing rin |  | 2
90021381 | Bearing with driver pos |  | 0
90021382 | Split Cone nut pos no. 4 |  | 2
90021383 | Impeller pos no. 49 for |  | 2
90021384 | Split cone pos no. 49b |  | 1
90021385 | Secondary gear housing | pompa: MC-3H, P/N.MS-5H | 1
90021386 | Contactor 7,5KW/400V, co |  | 1
90021387 | Split Cone nut pos no. 4 |  | 4
90021388 | Bearing with dryver pos |  | 5
90021389 | Vane - laminate ref no. | 14 | 0
90021390 | Bearing ref no. 24 Part |  | 0
90021391 | O-ring flange ref no. 42 |  | 0
90021392 | O-ring head ref no. 72 & |  | 0
90021393 | Grease seal ref no. 104 |  | 0
90021394 | O-ring - gear box ref no |  | 0
90021395 | Mechanical seal assembly |  | 0
90021396 | Sit bushing BC5030F35 (2 |  | 2
90021397 | Kit-Maintenance #898905, |  | 0
90021398 | Repair kit PremiAir, | PRA00903080PM00 | 2
90021399 | Repair kit PremiAir, | PRA01403080PM00 | 2
90021400 | Repair kit PremiAir, | PRA07003080PM00 | 1
90021401 | Repair kit PremiAir, | PRA03703080PM00 | 1
90021402 | Repair kit PremiAir, | PRA00201XX0PM00 | 3
90021403 | Repair kit PremiAir, | PRA00403080PM00 | 1
90021404 | Bag filter IT BFP, type: | ITBFP-05-#2, siz 5 micro | 20
90021405 | Cartridge filter IT SSP | 01-40 SIZE: 1 micron, le | 9
90021406 | Cartridge filter IT SSP | 05-40 SIZE: 5 micron, le | 24
90021407 | Direct-acting 3/2 way | pivoted armature valve | 2
90021408 | Gasket HE Plate (APV), | Tag ID: E-11404-18 (CO2 | 1
90021409 | Gasket material NBR per | (FDA) easy clip | 1
90021410 | Gasket HE Plate Type | Q055E MGS- 10/2 (APV) pr | 105
90021411 | Rubber coupling | size: 55mm x 33mm x leng | 27
90021412 | RSE-P II controller, sup |  | 0
90021413 | SIMATIC HMI TP1200 Comfo | rt, Comfort Panel, touc | 1
90021414 | Gasket set P/N: 37282303 |  | 2
90021415 | Lip seal P/N: 382 500 01 |  | 2
90021416 | Check valve complete P/N |  | 2
90021417 | Piston ring size: dia. 6 |  | 2
90021418 | Piston ring size: dia. 7 |  | 2
90021419 | Pressure relieve valve P |  | 2
90021420 | Sliding ring P/N: 325000 |  | 0
90021421 | Shaft seal P/N: 37402204 |  | 2
90021422 | IMV- Portable Vibro mete |  | 0
90021423 | Shaft sleeve mat'l SUS 3 |  | 0
90021424 | Guide ring P/N 00143097 |  | 1
90021425 | Piston ring P/N 0014213 |  | 5
90021426 | O-ring cylinder head P/N |  | 2
90021427 | cover P/N 0067157 for |  | 1
90021428 | Hexagonal socket P/N 010 |  | 1
90021429 | Lock plate P/N 01056008 |  | 2
90021430 | Hexagon Nut P/N 01025515 |  | 1
90021431 | Valve cage P/N 0037013 |  | 1
90021432 | Control unit drawing No: |  | 1
90021433 | Guide ring P/N 00142096 |  | 1
90021434 | Piston ring P/N 00143086 |  | 4
90021435 | O-ring P/N 01073296 (Cy |  | 1
90021436 | O-ring P/N 01073655 (Cyl |  | 1
90021437 | O-ring P/N 010733157 (Cy |  | 4
90021438 | O-ring P/N 01073210 (Cyl |  | 2
90021439 | O-ring P/N 01073259 (Cy |  | 8
90021440 | Gasket HE Plate Type Q0 |  | 1
90021441 | SENSORPROM 2kb Memory Un |  | 0
90021442 | Magnetic FlowmeterMAG 50 |  | 0
90021443 | Rubber Coupling Type H | size: 38 mm X Length to | 0
90021444 | O-ring material EPDM | size:OD. 145 mm X T.3 m | 3
90021445 | Seal driver pos no. 61 | for grundfos CRN 10-04F- | 0
90021446 | Chamber, top pos no. 3 | for grundfos CRN 10-04F | 1
90021447 | Spacing pipe pos no. 64 | for grundfos CRN 10-04F | 1
90021448 | Impeller pos no. 49 for | grundfos CRN 10-04F-FGJ- | 2
90021449 | Chamber Completed pos no | 4 for grundfos CRN 10 | 2
90021450 | Chamber with bearing | ring pos no. 4 a for gr | 1
90021451 | Inlet part upper pos no. | 44 a for grundfos CRN | 1
90021452 | Chamber completed pos no | 4 for grundfos CRN5-2 F | 1
90021453 | Chamber with bearing | ring pos no. 4 a for gr | 1
90021454 | Impeller pos no. 49 for | grundfos CRN5-2 F-FGJ-G | 2
90021455 | Bearing with diver pos | no. 47 a for grundfos C | 1
90021456 | Spacing pipe pos no. 64 | for grundfos CRN5-2 F-FG | 0
90021457 | Chamber completed pos no | 5a for grundfos CRN5-2 | 1
90021458 | Universal transmitter 41 |  | 1
90021459 | Field Gasket material NB |  | 18
90021460 | Kit Maintenance #898905 |  | 1
90021461 | O-ring crank shaft Item |  | 2
90021462 | Distance bushing Item : |  | 2
90021463 | Selft aligring roller be |  | 2
90021464 | Roller bearing item no: |  | 2
90021465 | Flender Rubber NEUPEX si |  | 5
90021466 | 5/2 Namur solenoide valv |  | 2
90021467 | Chamber stack CRN45-10-2 |  | 0
90021468 | Rubber Coupling type Nup |  | 0
90021469 | Solenoid valve 0286 A 6. |  | 0
90021470 | Double Solenoid Valve DM |  | 0
90022001 | Flow Meter Z-4007 range | 30 - 110 GPM | 3
90022002 | UV Stabalised PVC 2 way | true union ball valve | 0
90022003 | True union ball valve | CPVC size 2" solvent wel | 1
90022004 | Water mur CPVC size 2" |  | 2
90022005 | Level switch Liquid | plant order code: FTL50- | 2
90022006 | Pressure Gauge level | indicator for local mou | 0
90022007 | Rubber NEUPEX H- 225 | ( 1 set 8 pcs ) Flender | 2
93001001 | Bearing d58 x d80 x L39 | Carbon Graphite For P- | 1
93001002 | Bearing d58 x d80 x L43 | Carbon Graphite For P- | 1
93001003 | Bearing A d24 x d46 x L4 | 5 Mat l Carbon Graphite | 4
93001004 | Bearing A d28 x d48 x L5 | 0 Carbon Graphite | 4
93001005 | Bearing A d28 x d48 x L5 | 0 mat l.SIC type:BA41-2 | 7
93001006 | Bearing A d32 x d60 x L6 | 0 Mat l Carbon Graphite | 11
93001007 | Bearing A d32 x d60 x L6 | 0 Mat l: SIC For P-517 | 3
93001008 | Bearing A d38 x d70 x L7 | 0 Carbon Graphite S/N:C | 8
93001009 | Bearing A d38 x d70 x L7 | 0 SIC | 5
93001010 | Bearing A d46 x d90 x L7 | 9 Mat l Carbon Graphite | 5
93001011 | Bearing A d46 x d90 x L7 | 9 Mat l: SIC | 3
93001012 | Bearing A/A d58 x d104 x | L114 Carbon Graphyte fo | 7
93001014 | Bearing A/A d90 x d148 x | L130 Mat l Carbon Graph | 4
93001015 | Bearing B d24 x d46 x L4 | 5 Mat l Carbon Graphyte | 4
93001016 | Bearing B d28 x d48 x L5 | 0 Carbon Graphite | 10
93001017 | Bearing B d28 x d48 x L5 | 0 Mat l.SIC type:BA41-2 | 7
93001018 | Bearing B d32 x d60 x L6 | 0 Mat l Carbon Graphite | 10
93001019 | Bearing B d32 x d60 x L6 | 0 Mat l: SIC for Canned | 6
93001020 | Bearing B d38 x d70 x L7 | 0 Carbon Graphite | 12
93001021 | Bearing B d38 x d70 x L7 | 0 SIC | 5
93001022 | Bearing B d.46 x d90 x L | 79 Mat l: Carbon Graphi | 4
93001023 | Bearing B d46 x d90 x L7 | 9 Mat l: SIC | 4
93001024 | Shaft Sleeve d17 x d24 x | L50mm Mat l Sus 316+St | 6
93001025 | Shaft Sleeve d20 x d28 x | L55 Sus 316+Stellite | 16
93001026 | Shaft Sleeve d20 x d28 x | L55 Sus 316+Tan Carbid | 8
93001027 | Shaft Sleeve d24 x d32 x | L70mm Mat l Sus 316+St | 6
93001028 | Shaft Sleeve d24 x d32 x | L70 Mat l: Sus 316+Tan | 4
93001029 | Shaft Sleeve d28 x d38 x | L76 Sus 316+Stellite | 8
93001030 | Shaft Sleeve d28 x d38 x | L76 Sus 316+Tan Carbid | 2
93001030 | Shaft Sleeve d28 x d38 x | L76 Sus 316+Tan Carbid | 2
93001031 | Shaft Sleeve d36 x d46 x | L85mm Mat l Sus 316+Ste | 4
93001032 | Shaft Sleeve d36 x d46 x | L85 Sus 316+Tan Carbid | 4
93001033 | Shaft Sleeve d48 x d58 x | L118 Sus 316+Stellite | 3
93001034 | Shaft Sleeve d48 x d 58 | x L54 Sus 316+Stellite | 0
93001037 | Shaft Sleeve d75 x d90 x | L140mm Mat l Sus 316+St | 4
93001038 | Thrust Collar d17 x d48 | x T.7 Mat l.SUS 316+Ste | 4
93001040 | Thrust Collar d20 x d53 | x T.7 Sus 316+Tan Carbi | 4
93001041 | Thrust Collar d24 x d63 | x T.8 Sus 316+Stellite | 12
93001042 | Thrust Collar d24 x d63 | x T.8mm Mat l: Sus 316+ | 1
93001043 | Thrust Collar d28 x d73 | x T.10 Sus 316+Stellite | 8
93001044 | Thrust Collar d28 x d73 | x T.10 Sus 316+Tan Carb | 0
93001044 | Thrust Collar d28 x d73 | x T.10 Sus 316+Tan Carb | 4
93001045 | Thrust Collar d36 x d94 | x T.10 Sus 316+Stellite | 4
93001046 | Thrust Collar d36 x d94 | x T.10 Mat l: Sus 316+T | 4
93001047 | Thrust Collar d48 x d108 | x T.12 Sus 316 For P-1 | 6
93001049 | Thrust Collar d75 x d152 | x T.15mm Mat l Sus 316+ | 4
93001055 | Lock Washer d21 x d32 x | 1.5 Sus 316 L for Canned | 4
93001056 | Lock Washer & Washer d20 | x d85 x 3 Sus 316 L for | 3
93001057 | Lock Washer & Washer d12 | x d26 x T.8 Mat l.316L# | 2
93001058 | Lock Washer & Washer d14 | .5 x d26 x T.1.5 Mat l.S | 2
93001059 | Lock Washer & Washer d16 | x d65 xT.3 | 2
93001060 | Lock Washer & Washer d20 | x d85 x T.3 Mat l Sus 3 | 3
93001061 | Lock Washer & Washer d21 | x d57 x T.10.5 | 3
93001078 | Gasket T#9007-LC, Size : | d90 x d107 x T.1.5 | 5
93001085 | O- Ring d354.5 x T8.4 Fo | r P-021 A/B Type:F43-716 | 1
93001088 | Barbon Bearing CG11 P/B0 | 12, S/N: EK56-1264A | 0
93001089 | Shaft Sleeve SUS 316/HCR | P/#S30, S/N: EK56-1264A | 0
93001090 | Thrust Washer SUS 316/HC | R P/#W05 S/N: EK56-1264A | 0
93001091 | Washer Ass y SUS 316/L P | /#W072 S/N: EK56-1264A | 2
93001092 | Tongued Washer SUS 316/L | P/# W072 S/N: EK56-12L4 | 1
93001093 | Bearing A & A Silicone C | arbide Dia. 58 x 104 x 1 | 2
93001094 | Thrust cooler matrl 316 | +HCr | 5
93001095 | Shaft sleeve matrl 316+ | HCR | 5
93001096 | Mech seal assy matrl 31 | 6+TC | 2
93001097 | Bearing matrl. carbon fo | r canned pump | 4
93001098 | Bearing matrl. carbon | for canned pump | 4
93001099 | Shaft sleeve matrl 316+ | HCr | 4
93001100 | Washer matrl 316+HCr fo | canned pump | 4
93001101 | Bearing matrl. carbon fo |  | 2
93001102 | Shaft sleeve matrl 316+ | HCr | 2
93001103 | Washer matrl 316+HCr fo |  | 2
93002001 | Ball Bearing 6001 2Z-C3 | SKF | 1
93002004 | Ball Bearing 6004 ZZC3 |  | 5
93002007 | Ball Bearing 6005 2ZC3 | SKF | 2
93002008 | Ball Bearing 6007 P6 N | SK | 0
93002008 | Ball Bearing 6007 P6 N | SK | 3
93002009 | Ball Bearing 6008 ZZE | NACHI | 5
93002012 | Ball Bearing 6201 ZZ C3 | KOYO | 3
93002013 | Ball Bearing 6201 ZZ S | KF | 4
93002017 | Ball Bearing 6202 ZZ S | KF | 3
93002018 | Ball Bearing 6202 SKF |  | 0
93002018 | Ball Bearing 6202 SKF |  | 12
93002021 | Ball Bearing 6202 ZZ CMA | V2S NSK | 2
93002022 | Ball Bearing 6203 2Z | SKF | 2
93002026 | Ball Bearing 6204 2Z | SKF | 7
93002027 | Ball Bearing 6204 2RSI C | 3 SKF / VV C3 FAG | 4
93002029 | Ball Bearing 6205 2RS1 S | KF / VV Koyo | 2
93002031 | Ball Bearing 6205 2ZC3 | SKF | 5
93002033 | Ball Bearing 6205 ZZ |  | 4
93002034 | Ball Bearing 6206 ZZ SKF |  | 6
93002035 | Ball Bearing 6206 2Z C3 | SKF | 2
93002036 | Ball Bearing 6206 2RS1 | SKF | 3
93002042 | Ball Bearing 6207 2Z S | KF | 1
93002043 | Ball Bearing 6207 C3 N | SK | 6
93002045 | Ball Bearing 6208 2Z S | KF | 4
93002047 | Ball Bearing 6208 2Z C3 | SKF | 5
93002049 | Ball Bearing 6209 2ZC3 | SKF | 2
93002053 | Ball Bearing 6211 C3 N | TN,SKF | 3
93002054 | Ball Bearing 6211 ZZC3 | NSK | 3
93002057 | Ball Bearing 6212 2Z C3 | SKF | 4
93002061 | Ball Bearing 6213 C3 S | KF | 5
93002062 | Ball Bearing 6214 C3 N | TN,SKF | 4
93002063 | Ball Bearing 6215 C3 N | TN,SKF | 2
93002064 | Ball Bearing 6216 C3 N | TN,SKF | 2
93002065 | Ball Bearing 6217 C3 S | KF | 9
93002068 | Ball Bearing 6220 NSK |  | 0
93002068 | Ball Bearing 6220 NSK |  | 3
93002069 | Ball Bearing 6221 ZZ AV2 | S NSK | 0
93002069 | Ball Bearing 6221 ZZ AV2 | S NSK | 2
93002070 | Ball Bearing 6222 C3 N | SK | 6
93002075 | Ball Bearing 6303 ZZC3 | KOYO | 2
93002076 | Ball Bearing 6304 KOY | O | 5
93002078 | Ball Bearing 6304 ZZ C3 |  | 6
93002080 | Ball Bearing 6305 Z FK | T/KOYO | 6
93002081 | Ball Bearing 6306 C3 |  | 2
93002082 | Ball Bearing 6306 2Z S | KF | 6
93002085 | Ball Bearing 6307 ZZ S | KF | 3
93002086 | Ball Bearing 6307 2Z C3 | SKF | 5
93002088 | Ball Bearing 6308 KOYO |  | 6
93002089 | Ball Bearing 6308 C3 (12 | 5A,C,D) P/N:21-008 NTN | 10
93002090 | Ball Bearing 6308 2Z | SKF | 3
93002093 | Ball Bearing 6308 2ZC3 | SKF | 2
93002096 | Ball Bearing 6309 2Z | SKF | 4
93002097 | Ball Bearing 6309 ZZ C3 |  | 6
93002099 | Ball Bearing 6309 C3E | NSK | 4
93002102 | Ball Bearing 6310 2ZC3 | SKF | 0
93002102 | Ball Bearing 6310 2ZC3 | SKF | 8
93002105 | Ball Bearing 6311 ZZ C3 | E SKF | 3
93002106 | Ball Bearing 6311 2Z |  | 2
93002109 | Ball Bearing 6312 C3 S | KF | 2
93002110 | Ball Bearing 6313 SKF |  | 4
93002111 | Ball Bearing 6313 C3 S | KF | 4
93002112 | Ball Bearing 6313 2Z S | KF | 5
93002114 | Ball Bearing 6315 C3 S | KF,NTN | 3
93002116 | Ball Bearing 6316 C3 S | KF | 13
93002117 | Ball Bearing 6319 C3 S | KF | 4
93002119 | Ball Bearing SKF 6320 M | C3 VL0241 | 4
93002121 | Ball Bearing 6407 NSK |  | 2
93002122 | Ball Bearing 6409 NSK |  | 3
93002123 | Ball Bearing 7307 BWDB | NSK | 2
93002124 | Ball Bearing 7308 BWDB | NSK | 2
93002125 | Ball Bearing 7309 BEP | SKF | 2
93002126 | Ball Bearing 7309 BECBM |  | 8
93002127 | Ball Bearing 7313 BECBJ | SKF | 5
93002129 | Ball Bearing 7316 BECBJ | SKF | 4
93002132 | Ball Bearing 3306 C3 SKF |  | 8
93002134 | Ball Bearing 308 TN 9 / | C3 | 5
93002137 | Roller Bearing NU 222 EC | P/C3 SKF | 2
93002138 | Roller Bearing NU 215 EC | P SKF | 2
93002139 | Roller Bearing NU 308 W | NSK | 4
93002140 | Roller Bearing N 308 W | NSK | 8
93002141 | Roller Bearing NJ209ECP | SKF | 6
93002142 | Roller Bearing NJ205ECP | SKF | 5
93002143 | Roller Bearing 22313 EK |  | 7
93002145 | Roller Bearing 22218 H | NSK | 0
93002145 | Roller Bearing 22218 H | NSK | 3
93002146 | Roller Bearing 30215 J | NSK | 10
93002147 | Eccentric Bearing 65UZS | 418T2X-SX For:A-311, S/ | 4
93002153 | Bearing 6318 C3 |  | 0
93002153 | Bearing 6318 C3 |  | 1
93002158 | Bearing HR 32040 x JDB ( | 1set=2pcs) | 0
93002158 | Bearing HR 32040 x JDB ( | 1set=2pcs) | 1
93002163 | Ball Bearing 6315 ZZ C3 | SKF / ZZ CM Koyo | 4
93002166 | Ball Bearing 22222 K/C3 | SKF | 6
93002168 | Bearing 608 2 RS |  | 0
93002170 | Ball Bearing SKF YAR 204 | -2S | 4
93002172 | Bearing 6220 CM (end) SK | F | 1
93002175 | Bearing NSK 608 Z |  | 2
93002178 | Bearing SKF 61901 |  | 1
93002179 | Bearing SKF 61802 |  | 1
93002181 | Roller Bearing SKF 32311 | J2 | 2
93002182 | Roller Bearing SKF 32316 | J2 | 1
93002183 | Roller Bearing SKF 30219 | J2 | 1
93002184 | Roller Bearing SKF 32312 | J2 | 2
93002187 | Ball Bearing 6000 RD |  | 2
93002189 | Ball Bearings 6217 NR SK | F | 3
93002190 | Ball Bearing 6318 CM |  | 2
93002191 | Ball Bearing 6200 V |  | 2
93002192 | Ball Bearing 6310 C3 |  | 2
93002193 | Ball Bearings 6004 SKF |  | 3
93002194 | Ball Bearing 6310 ZZ |  | 2
93002197 | Ball Bearing 6304 LU |  | 5
93002198 | Ball Bearing 6001 C3 |  | 3
93002199 | Ball Bearing 6004 Z C3 |  | 6
93002200 | Ball Bearing 6202 ZZC3 |  | 3
93002201 | Ball Bearing 6203 ZZ C3 |  | 2
93002203 | Ball Bearing 6204 UU C3 |  | 1
93002204 | Ball Bearing 6226 CM |  | 1
93002205 | Ball Bearing 6202 UU C3 |  | 3
93002206 | Ball Bearing 6203 UU C3 |  | 6
93002208 | Roller Bearing NU 318 CM |  | 1
93002209 | Ball Bearing 6306 Z |  | 3
93002211 | Ball Bearing 626 Z NSK |  | 1
93002212 | Ball Bearing 6202 Z NSK |  | 1
93002213 | Ball Bearing 6201 Nachi |  | 6
93002214 | Roller Bearing NU 322 CM |  | 1
93002216 | Ball Bearing 618/5 |  | 2
93002217 | Ball Bearing 618/6 |  | 3
93002218 | Ball Bearing 629 ZZ SKF |  | 2
93002219 | Ball Bearing 61802 - 2Z |  | 1
93002220 | Ball Bearing 6206 ZZ NR |  | 2
93002221 | Ball Bearing 6303 ZZ NR |  | 1
93002222 | Ball Bearing 6005 ZZ NR |  | 1
93002223 | Ball Bearing 6202 ZZ NR |  | 1
93002224 | Bearing SKF 2222 KM |  | 2
93002226 | Bearing 6311 WIZZ-NAC |  | 5
93002227 | Ball bearing 6311 |  | 6
93002229 | Ball Bearing 6212 Z C3 |  | 8
93002230 | Ball Bearing 6312 ZZ C3 |  | 1
93002231 | Ball Bearing 6317 C3 |  | 2
93002232 | Bearing FY 60 TF |  | 2
93002233 | Bearing FY 65 TF SKF |  | 4
93002234 | Ball Bearing 61902 ZZ/C3 |  | 11
93002235 | Ball Bearing 61901 ZZ/C3 |  | 7
93002236 | Ball Bearing 6904 ZZ/C3 |  | 13
93002239 | Ball bearing 6306 ZZ C3 |  | 1
93002240 | Ball bearing 3310A |  | 2
93002241 | Ball Bearing 2204 |  | 6
93002242 | Ball Bearing 5306 SKF |  | 1
93002243 | Roller Bearing NU 311 |  | 2
93002244 | Ball Bearing 7311 BEC |  | 2
93002245 | Ball Bearing 6405 |  | 2
93002246 | Ball Bearing 6006Z |  | 3
93002247 | Ball Bearing 6213 Z |  | 3
93002248 | Ball Bearing 6317 ZZ |  | 3
93002249 | Ball Bearing 6317 Z |  | 2
93002250 | Ball Bearing 6217 Z |  | 2
93002251 | Thrust Bearing 51117 |  | 2
93002252 | Ball Bearing 6309 C4 |  | 2
93002253 | Roller Bearing NU320 |  | 1
93002254 | Ball Bearing 9312BP |  | 3
93002255 | Ball Bearing 7309BE |  | 3
93002256 | Ball Bearing MC30241 |  | 0
93002257 | Ball Bearing 97308BE2CS |  | 2
93002258 | Ball Bearing 97306BE2CS |  | 2
93002259 | Ball Bearing 5307 |  | 5
93002260 | Ball Bearing 2307 |  | 6
93002261 | Adapter bearing 2204 K | mtrl SS H304 | 1
93002262 | Ball bearing 5309 |  | 3
93002263 | Ball bearing 22312 E |  | 4
93002264 | Ball bearing NJ312 E |  | 4
93002265 | Ball bearing 61905 |  | 3
93002266 | Ball bearing 6303 |  | 2
93002267 | Ball bearing 16008 |  | 4
93002268 | Ball bearing 6007 ZZ |  | 14
93002269 | Ball bearing 3209 RS |  | 5
93002270 | Ball bearing 6309 |  | 4
93002271 | Ball bearing 6317 |  | 2
93002272 | Roller bearing SKF 315 E |  | 9
93002273 | Roller bearing SKF 312 E |  | 7
93002274 | Ball bearing SKF 7315 BE |  | 10
93002275 | Ball bearing SKF 7308 BE |  | 4
93002276 | Needle roller bearing | INA E-919231 | 6
93002277 | Ball bearing FAG 544873 |  | 3
93002278 | Ball bearing 6206 2ZNR |  | 2
93002279 | Ball bearing 6309 Z C4 |  | 3
93002280 | Roller Bearing 306E |  | 3
93002281 | Ball bearing 6314 C3 SKF |  | 2
93002282 | Bearing NU312 ECP |  | 1
93002283 | Roll bearing 2307 NJ |  | 3
93002284 | Ball Bearing NMB 627 S |  | 3
93002285 | Ball bearing 6322 |  | 8
93002286 | Ball bearing 6305ZZ C3 |  | 3
93002287 | BAll bearing 6316M C3 VL |  | 4
93002288 | Ball bearing 6317ZZC3 SK |  | 2
93002289 | Ball beraing 6307 DU NSK |  | 0
93004017 | Gasket d588 x d550 PTFE |  | 7
93004021 | Gasket d715 x d612 PTFE |  | 1
93004026 | Gasket d825 x d720 PTFE |  | 3
93004029 | Gasket d892 x d854 PTFE |  | 1
93004043 | Gasket V-6501 d380 x d3 | 25 or eq.T#1995 d380xd32 | 3
93004044 | Gasket T#1995 d420 x d3 | 84 x T.3mm (HE 5) | 2
93004045 | Gasket T#1997 d420 x d3 | 84 x T.3mm (HE 15) | 2
93004047 | Gasket T#1995 d420 x d3 | 86 x T.3mm (HE 15) | 2
93004048 | Gasket T#1995 d420 x d3 | 86 x T.3mm (HE 5) | 2
93004054 | Gasket V-6501 d470 x d4 | 30 (HE 1) | 1
93004057 | Gasket T#1995 d470 x d4 | 30 (HE 5) | 0
93004060 | Gasket T#1995 d470 x d4 | 30 x T.3mm (HE 15) | 2
93004066 | Gasket Tombo T#1804 GR | dia.572 x d536 x T.3.5mm | 0
93004068 | Gasket V-6501 d570 x d5 | 50 (HE 2) or eq.T#1995 d | 3
93004069 | Gasket V-6501 d575 x d5 | 00 (HE 1)or eq.T#1995 d5 | 0
93004077 | Gasket T-1995 dia. 1/2 | ansi 150 FF | 4
93004078 | Gasket T-1995 dia. 3/4 | ansi 150 FF | 0
93004079 | Gasket T-1995 dia. 1 an | si 150 FF | 3
93004080 | Gasket T-1995 dia. 1 1/2 | ansi 150 FF | 10
93004081 | Gasket T-1995 dia.2 ans | i 150 FF | 0
93004082 | Gasket T-1995 dia. 2 1/2 | ansi 150 FF | 2
93004083 | Gasket T-1995 dia. 3 an | si 150 FF | 7
93004084 | Gasket T-1995 dia. 4 an | si 150 FF | 77
93004085 | Gasket T-1995 dia. 5 an | si 150 FF | 0
93004097 | Gasket V-1500-AC or eq a | nsi 150 3.0 T Flat R 3/4 | 3
93004099 | Gasket V-1500-AC or eq a | nsi 150 3.0 T Flat R 1-1 | 5
93004100 | T/1100 or eq ansi 150 3. | 0 T Flat R 2 | 0
93004101 | V-1500-AC or eq ansi 150 | 3.0 T Flat R 21/2 | 0
93004102 | Gasket T-1100 or eq ansi | 150 3.0 T Flat R 3 | 0
93004103 | T/1100 or eq ansi 150 3. | 0 T Flat R 4 | 3
93004105 | V-1500-AC or eq ansi 150 | 3.0 T Flat R 6 | 0
93004106 | T/1100 or eq ansi 150 3. | 0 T Flat R 8 | 4
93004107 | V-1500-AC or eq ansi 150 | 3.0 T Flat R 10 | 0
93004108 | Gasket T-1100 RF # 150 D | ia.12 | 0
93004109 | Gasket T-1100 RF #150 Di | a.14 | 2
93004112 | T/1100 or eq ansi 150 3. | 0 T Flat R 20 | 1
93004133 | Gasket T#1995 d750 x d72 | 0 x T.3mm | 1
93004143 | Gasket T 1995 d391 x d3 | 52 (HE 10) | 1
93004154 | Gasket T/# 1995 d500 x | d462 (HE 4) | 1
93004155 | Gasket T/# 1995 d500 x | d462 (HE 10) | 1
93004161 | Gasket V-8602 d545 x d5 | 10 (HE 1)or eq.T#1995 d5 | 2
93004162 | Gasket V-8602 d545 x d5 | 10 (HE 2)or eq.T#1995 d5 | 2
93004165 | Gasket V-8602 d570 x d5 | 35 (HE 15)or eq.T#1995 d | 5
93004167 | Gasket T#1995 d610 x d5 | 78 (HE 4) | 1
93004168 | Gasket T#1995 dia.610 x | d.578 (HE 10) | 5
93004178 | Gasket V-8602 d995 x d9 | 69 (HE 1) | 2
93004179 | Gasket T#1995 d.995 x d | .965 x T.3mm(HE 2) | 3
93004186 | Gasket T# 1995 (HE 1) d2 | 64 x d232 x T.3mm (HE 1) | 2
93004188 | Gasket T/# 1995 - NA d72 | 0 x d694 x T.3 (HE 20) | 0
93004189 | Gasket T/# 1995 - d720 x | d694 x T.3 (HE 6) | 0
93004190 | Gasket T-1995 #(390 x | 352 x T. 3mm) R | 1
93004244 | Metal Jacket Gasket T#18 | 41-GR-E d685 x d659mm x | 1
93004245 | Gasket T#1840 d690 x d66 | 4 x T.3mm (HE 1) | 1
93004255 | Gasket V 523 or T# 1840 | E d1035 x d1003 1(HE 6) | 6
93004261 | Gasket V-596 GR.304+Asbe | stos I-R SUS 304 or eq A | 3
93004262 | Gasket Dia 1/2 ANSI 300 | T-1834-R-GR-E-E-S | 13
93004263 | Gasket T# 1834 R GR EES | Dia 3/4 Ansi 300 | 4
93004264 | Gasket Dia 3/4 ANSI 300 | T1834-R-GR-E-E-S | 13
93004265 | Gasket 1 SP-WD GR 304 + | Asbestos I-Ring Sus 304 | 7
93004266 | Gasket Dia 1 ANSI 300 T | -1834-R-GR-E-E-S | 15
93004267 | Gasket Spiral Wound Dia. | 1 1/2 T 1834-R-GR-EES A | 14
93004268 | Gasket Dia.1 1/2 ANSI 3 | 00 T1834 R-GR-E-E-S t. 4 | 13
93004269 | Gasket T# 1834 R-GR-EES | Dia. 2 Ansi 300 | 7
93004272 | Gasket T# 1834 RGR EES 2 | 1/2 Ansi 300 | 9
93004273 | Gasket T# 1834 R GR EES | Dia. 3 Ansi 300 | 11
93004275 | Gasket T# 1834 R GR EES | Dia. 4 Ansi 300 | 0
93004277 | Gasket V-596 GR.304+Asbe | stos I-R SUS 304 or eq A | 0
93004277 | Gasket V-596 GR.304+Asbe | stos I-R SUS 304 or eq A | 4
93004279 | Gasket Spiral Wound T# 1 | 834 R-GR-EES A-300 (4.5T | 15
93004281 | Gasket Spiral Wound Dia. | 8 T-1834-R-GR-EES Ansi | 12
93004282 | Gasket V-596 GR.304+Asbe | stos or eq A-300 (4.5T) | 0
93004282 | Gasket V-596 GR.304+Asbe | stos or eq A-300 (4.5T) | 0
93004283 | Gasket Spiral Wound Dia | 10 T 1834 GR-E-O-S Ansi | 20
93004284 | Gasket Dia. 10 Ansi 300 | T 1834 R-GR-EES | 10
93004285 | Gasket Spiral Wound Dia. | 12 T-1834-R-GR-EES Ansi | 1
93004291 | Gasket V-596 GR.304+Asbe | stos I-R SUS 304 or eq A | 3
93004293 | Gasket Spiral Wound T#18 | 34 R-GR-EEE Ansi 600 1/ | 26
93004294 | Gasket V-596 GR.304+Asbe | stos or eq A-600 (4.5T) | 10
93004295 | Gasket 3/4 Tombo No.183 | 4-R-GR-EEE Ansi 600 | 8
93004297 | Gasket 1 T1834-R-GR-EES | Ansi 600 | 6
93004299 | Gasket Spiral Wound 1 1/ | 2 T-1834-R-GR-EEE Ansi | 7
93004301 | Gasket T-1834-R-GR-EES a | nsi 600 dia. 2 | 18
93004303 | Gasket V-596 GR.304+Asbe | stos I-R SUS 304 or eq A | 27
93004304 | Gasket T 1834-R-GR-EES A | nsi 600 Dia 2 1/2 Tom | 2
93004305 | Gasket Spiral Wound Dia. | 3 T-1834-R-GR-E-EE Ans | 12
93004307 | Gasket Spiral Wound Dia. | 4 T-1834-R-GR-E-EE Ans | 5
93004309 | Gasket T-1834 R-GR-EES a | nsi 600 dia. 5 | 11
93004310 | Gasket V-596 GR.304+Asbe | stos or eq A-600 (4.5T) | 10
93004311 | Gasket Spiral Wound Dia. | 6 T-1834-R-GR-E-EE Ans | 2
93004312 | Gasket V-596 GR.304+Asbe | stos or eq A-600 (4.5T) | 0
93004312 | Gasket V-596 GR.304+Asbe | stos or eq A-600 (4.5T) | 0
93004314 | Gasket V-596 GR.304+Asbe | stos or eq A-600 (4.5T) | 0
93004314 | Gasket V-596 GR.304+Asbe | stos or eq A-600 (4.5T) | 0
93004315 | Gasket V-596 GR.304+Asbe | stos I-R SUS 304 or eq A | 1
93004316 | Gasket V-596 GR.304+Asbe | stos or eq A-600 (4.5T) | 0
93004316 | Gasket V-596 GR.304+Asbe | stos or eq A-600 (4.5T) | 0
93004317 | Gasket T#1834 R-GR E-E-S | 12 ansi 600 | 3
93004318 | Gasket V-596 GR.304+Asbe | stos or eq A-600 (4.5T) | 0
93004318 | Gasket V-596 GR.304+Asbe | stos or eq A-600 (4.5T) | 0
93004319 | Gasket T 1834-R-GR-E-E-S | Ansi 600 T. 4.5 Dia 20 | 6
93004320 | Gasket V-596 GR.304+Asbe | stos or eq A-600 (4.5T) | 0
93004320 | Gasket V-596 GR.304+Asbe | stos or eq A-600 (4.5T) | 0
93004321 | Gasket V-596 GR.304+Asbe | stos I-R SUS 304 or eq A | 0
93004321 | Gasket V-596 GR.304+Asbe | stos I-R SUS 304 or eq A | 0
93004328 | Gasket V-569 Ansi 600 (N | ot I-R)SUS 304 3/4 | 0
93004328 | Gasket V-569 Ansi 600 (N | ot I-R)SUS 304 3/4 | 0
93004333 | Gasket d317 x d267 S/W | SUS 304 Inner | 0
93004333 | Gasket d317 x d267 S/W | SUS 304 Inner | 0
93004334 | Gasket d422 x d320 S/W | SUS 304 Inner | 0
93004334 | Gasket d422 x d320 S/W | SUS 304 Inner | 0
93004337 | Gasket d682 x d514 S/W | SUS 304 Inner | 0
93004337 | Gasket d682 x d514 S/W | SUS 304 Inner | 0
93004339 | Gasket d180 x d127 / 5 | S/W SUS 304 Not Inner | 0
93004339 | Gasket d180 x d127 / 5 | S/W SUS 304 Not Inner | 0
93004341 | Gasket d655 x d528 / 20 | S/W SUS 304 Not Inner | 0
93004341 | Gasket d655 x d528 / 20 | S/W SUS 304 Not Inner | 0
93004346 | Gasket T 1836-R,GR 316 S | US Dia. 24 Ansi 300 | 0
93004361 | Gasket 3 S/W A-600 Not | Inner Graphite | 0
93004361 | Gasket 3 S/W A-600 Not | Inner Graphite | 0
93004373 | Gasket T-1836 GR-304 x 6 | 00 LB 3/4 S/W A-600 No | 0
93004373 | Gasket T-1836 GR-304 x 6 | 00 LB 3/4 S/W A-600 No | 0
93004374 | Gasket T#1995 size d470 | x d430 x T.3mm(HE 18) | 1
93004378 | Gasket Spiral Wound T-18 | 34-R-GR-EES 2 1/2 Ansi | 15
93004380 | Gasket T-1834-R-GR-EES 2 | 0 SS Ansi 300 | 6
93004384 | Gasket V-523 / T-1840 d7 | 30 x d704 (HE 1) sus | 0
93004384 | Gasket V-523 / T-1840 d7 | 30 x d704 (HE 1) sus | 2
93004387 | Gasket T#-1995 d1000 x d | 968 x T.3 (HE-6) | 1
93004421 | Gasket T#1995 Dia. 264 x | 232 x t. 3mm (HE 2) | 0
93004423 | Gasket T.1834-R-GR-E-E d | ia 18 # 300, Inner Ring | 0
93004423 | Gasket T.1834-R-GR-E-E d | ia 18 # 300, Inner Ring | 0
93004424 | Gasket T#1995 ID 536 x O | D 570 x T.3 (HE-5) P=113 | 3
93004425 | Gasket T#1995 ID 536 x O | D 570 x T.3 (HE-16) P=11 | 2
93004427 | Gasket T# 1995 Dia. 309 | x 277 x T.3mm (HE 1) | 0
93004428 | Gasket T# 1995 Dia. 309 | x 277 x T.3mm (HE 2) | 0
93004429 | Gasket For 1 st Stage Va | lve Cover Dia. 290 x 279 | 10
93004430 | Gasket For 2nd Stage Cap | Nut d.41 x d.28 x T.1, | 122
93004438 | Pump Case Gasket H455KN1 | 25 40-25 CPX, S/N 016941 | 5
93004439 | Pump Case Gasket H455KN1 | 27 / 100-65 CPX 200 | 2
93004440 | Pump Case Gasket H455KN1 | 26 / 40-32 CPX 160 | 5
93004474 | Gasket For 1st Stage Gas | ket For 1st Stage Cap Nu | 24
93004475 | Gasket For 2nd Stage val | ve Cover d.260 x d.249 x | 9
93004478 | Valve Gasket For 1st Sta | ge d.222 x d.212 x t.1,G | 19
93004480 | Gasket For Cooler N2 889 | 7-17, Dia 221 x 170 (HE- | 1
93004482 | Gasket D1=307, D2=327, D | 3=364 T1804-R-GR-E-E-O | 2
93004487 | Gasket Dia. 270 x 220 x | t. 1.5mm, Mat l:T-9010-A | 2
93004490 | Gasket Spiral Wound T-18 | 34-GR-E-O-S ansi 900 dia | 3
93004491 | Spiral Wound Gasket Tomb | o T1806 GR Din:290mm, Do | 1
93004492 | Spiral Wound Gasket Tomb | o T1806 GR Din:215mm, Do | 3
93004493 | Spiral Wound Gasket Tomb | o T1806 GR Din:170mm, Do | 2
93004494 | Spiral Wound Gasket Tomb | o T1806 GR Din:220mm, Do | 1
93004496 | Graseal Vortex Gasket T | 1804-GR. Dia. Inner:75mm | 4
93004497 | Gasket Spiral Wound T-18 | 34-R-GR-EEE Ansi 300 6 | 49
93004498 | Gasket Spiral Wound T-18 | 34-R-GR-EEE Ansi 300 Dia | 19
93004499 | Gasket Spiral Wound T-18 | 34-R-GR-EE Ansi 300 Dia. | 10
93004500 | Gasket Spiral Wound T-18 | 34-R-GR-EEE Ansi 300 Dia | 3
93004501 | Gasket Spiral Wound T-18 | 34-R-GR EEE Ansi 300 Dia | 6
93004502 | Gasket T-1834 R-GR-EEE A | nsi 300 2 | 37
93004503 | Gasket Dia. 3 T-1834-R- | GR-EEE ansi 300 | 19
93004504 | Gasket T-1834-R-GR-EEE a | nsi 150 dia. 1 | 0
93004505 | Gasket T-1834-R-GR-EEE a | nsi 150 dia.12 | 7
93004506 | Gasket T-1834-R-GR-EEE a | nsi 150 dia.8 | 2
93004507 | Gasket T-1834-R-GR-EEE a | nsi 150 dia.2 | 62
93004508 | Gasket T-1834-R-GR-EEE a | nsi 150 dia.1/2 | 30
93004509 | Gasket T-1834-R-GR-EEE a | nsi 600 dia. 12 | 7
93004510 | Gasket Spiral Wound T#18 | 34 R-GR-EES 5" ANSI 150 | 25
93004511 | Gasket T-1834 R-GR-EEE 1 | 0 ansi 600 | 6
93004512 | Gasket T-1834-R-GR-EES a | nsi 150 dia. 1 | 0
93004513 | Gasket T-1834-R-R-EEE an | si 150 dia. 1 1/2 | 82
93004514 | Gasket T-1834-R-GR-EES a | nsi 150 dia. 2 | 49
93004515 | Gasket spiral wound dia. | 3/4 ansi 600 T-1834-R- | 7
93004516 | Gasket T-1834-R-GR-EEE a | nsi 150 dia. 4 | 16
93004517 | Gasket T-1834-R-GR-EES a | nsi 150 dia. 6 | 3
93004518 | Gasket spiral wound T-18 | 34-R-GR-EEE 2 ansi 600 | 48
93004519 | Gasket spiral wound T-18 | 34-R-GR-EEE 1 ansi 600 | 43
93004520 | Gasket spiral wound T-18 | 34-R-GR-EEE 6 ansi 600 | 7
93004521 | Gasket spiral wound T-18 | 34-R-GR-EEE 8 ansi 600 | 4
93004523 | Gasket T-1834-R-GR-EES a | nsi 150 dia. 12 | 2
93004524 | Gasket T-1834-R-GR-EEE a | nsi 150 dia. 6 | 50
93004525 | Gasket T-1834-R-GR-EEE a | nsi 150 dia. 10 | 2
93004527 | Gasket JIC-3834-R-304-30 | 4-GR ansi 300 dia.20 | 3
93004532 | Gasket 1/2" A-600 |  | 4
93004533 | Gasket 3/4" A-600 |  | 39
93004534 | Gasket 3" A-150 |  | 42
93004535 | Gasket T-1834 R-GR-EEE | Ansi-150 | 1
93004537 | gasket dia. 2 1/2" spWD | T-1834-R-GR-EEE ansi 300 | 10
93004538 | Gasket dia. 3/4" sP-WD | T-1834-R-GR-EEE ansi 300 | 8
93004539 | Gasket dia.3" SP-WD | T-1834-R-GR-EEE ansi 300 | 64
93004540 | Gasket 4" SP-WD T-1834 | R-GR-EEE ansi 600 | 27
93004543 | Gasket spiral Wound | T-1834-R-GR-EES Ansi 150 | 1
93004544 | Gasket Spiral Wound 3" | T-1834-R-GR-EEE Ansi 600 | 9
93004545 | SWG T-1834-R-GR-EEE 5" | Ansi 600 | 7
93004546 | Gasket SWG T-1834-R-GR-E | EE 1 1/2" Ansi 600 | 47
93004547 | SWG Gasket T-1834-R-GR-E | EE 2 1/2" Ansi 600 | 24
93004548 | SWG T-1834-R-GR-EEE | 3" Ansi 600 | 5
93004549 | Gasket SWG Ansi-150 | T-1834-R-GR-EEE 24" | 5
93004550 | Gasket SWG Ansi-150 | T-1834-R-GR-EEE 4" | 12
93004553 | Gasket T-1834-R-GR-EEE | dia. 24" Ansi-300 | 5
93004554 | Gasket SWG Ansi-600 16" | T-1834-R-GR-EEE | 2
93004555 | Gasket SWG T-1834-R-GR-E | ES Ansi 150 1/2" | 0
93004556 | Gasket SWG T-1834-R-GR-E | EE Ansi-150 dia. 3/4" | 0
93004557 | Gasket SWG T-1834-R-GR-E | ES Ansi-150 dia. 8" | 5
93004558 | Gasket SWG T-1834-R-GR-E | ES Ansi-150 dia. 14" | 4
93004559 | Gasket T-1995 #(390 x 35 | 2 x T. 3)mm (HE-10) | 1
93004560 | Gasket T-1995 #(380 x 34 | 2 x T. 3)mm (HE-10) | 1
93004561 | Gasket T-1995 (820 x 792 | x 3)mm (HE-1) | 1
93004562 | Gasket Metal T-1841 | (590 x 435 x 3)mm | 2
93004563 | Gasket Metal T-1841 | (1035 x 1003 x 3)mm | 1
93004564 | Gasket Metal T-1841 | (1060 x 1332 x 3)mm | 0
93004565 | Gasket Metal T-1841 | (680 x 654 x 3)mm | 2
93004567 | Gasket T-1995 (390 x 352 | x 3)mm (HE-15) | 2
93004573 | Gasket T-1995 (520 x 484 | x 3)mm (HE-10) | 0
93004574 | Gasket T-1995 (460 x 418 | x 3)mm (HE-5) | 1
93004576 | Gasket Metal T-1841 | (685 x 659 x 3)mm | 2
93004577 | Gasket Metal T-1841 | (530 x 510 x 3)mm | 2
93004578 | Gasket metal T-1120 | size (1035 x 1003 x T. 3 | 1
93004579 | Gasket metal T-1841-F1 | size (1200 x 1000 x T. 3 | 0
93004580 | Gasket Spiral Wound | 2 1/2" T-1834-R-GR-EES # | 3
93004581 | Spiral Wound Gasket 14" | T-1834-R-GR-EEE Ansi-300 | 1
93004582 | Gasket Spiral wound T-18 |  | 3
93004583 | Gasket Spiral Wound 18" |  | 2
93005001 | Adapter sleeve H 320 For | Bearing Type 22220 EK, | 4
93005002 | Adapter sleeve H 322 For | B-011 Type:1560 AC 3C, | 4
93005005 | Bearing ball 0.90.2220 K | SKF | 6
93005006 | Bearing Seal Set TSNA 52 | 2 C For B-011, Type. 156 | 4
93005007 | Bearing Seal Set TSNA 52 | 0 A For B-012 Type. 1500 | 4
93005009 | Bearing housing plummer | block housing SNH 520-61 | 3
93005010 | Blind rivet dia 4mm x 11 | mm | 0
93005011 | Blind rivet dia 3.2mm x | 7mm | 0
93005019 | Clamp hose 1/2 Sus |  | 1
93005026 | End connector hose 1/4 |  | 3
93005066 | Gland Packing T-9077-L | 9.5mm (3/8 ) x 3.6m | 1
93005067 | Gland Packing T-9038-L | 9.5mm (3/8 ) x 3m | 0
93005070 | Gasket / tali asbes JIC | 100T 1/8 x 2 x 30m | 0
93005071 | Grease nipple 1/8 NPT |  | 0
93005075 | Locating ring FRB 13.5/2 | 00 P For B-011, Type. 15 | 4
93005076 | Locating ring FRB 12/180 | P SKF, For B-012, Type. | 2
93005077 | Nipple grease M6 (sus) |  | 1
93005080 | Oil seal TC 65 x 90 x 10 |  | 2
93005082 | O-ring viton d12.42 x d1 | 5.98 x 1.78mm | 2
93005083 | O-ring viton d25.12 x d2 | 8.68mm | 4
93005084 | O-ring viton d31.47 x d3 | 5.05mm | 5
93005085 | O-ring viton d33.05 x d3 | 6.61mm | 5
93005086 | O-ring viton d63.17 x d6 | 8.41mm | 2
93005087 | O-ring viton d113.89 x d | 120.95mm | 3
93005088 | O-ring viton d278.99 x d | 286.05 x 3.53mm | 5
93005115 | Rubber fenaflex coupling | F-160 F/F For B-012, Ty | 1
93005120 | Snap ring S-62 (ID. 58 x | 2.15mm) | 6
93005132 | Tee PVC 3/4 Type AW |  | 6
93005149 | Gasket roll insultex Rop | e type T-8402 dia 22.2mm | 3
93005161 | Nipple B-PT 1/4 |  | 6
93005164 | Snap Ring ID 14mm x T.1. | 3mm | 4
93005165 | End Connector Hose 3/8 |  | 1
93005171 | Adapter Sleeve H222 For | B-011, Type. 1560 AC 3C, | 1
93005172 | Locating Ring FR 200/21 |  | 2
93005174 | Spin Roll Pin M04 x 50 |  | 0
93005182 | Roll Pin 6mm x L80mm |  | 6
93005187 | Plain Bearing SKF SKAB 1 | 0F N | 3
93005190 | TSNA 312G (2 Double-Lip | Seals) | 0
93005199 | Nipple Grease 3/8 |  | 1
93005210 | Graseal Gasket Tape Type | Tombo No:1220 Size: Wid | 0
93005215 | Oil Seal SC 35 x 47 x 7 |  | 2
93005217 | Gland Packing T.9077 L I | nterlocking Brand Size: | 0
93005219 | Gland Packing T-9077-L 1 | 5.9mm (5/8 ) x 12.8m | 3
93005222 | Split pin dia. 6 x 75 mm |  | 11
93005239 | O-Ring & Back up ring | P/N: 3G-08621 | 2
93005240 | O-Ring & Back up ring | P/NN: 3G-08622 | 2
93005241 | Tapper bush Pulley dia. | 170mm CastIron | 0
93005242 | Driving Pulley include | taper-lock, HTD drive 14 | 0
93005243 | Oil Seal |  | 3
93005244 | Contact tip for torch mi |  | 1
93005245 | Gas diffuser with spring |  | 2
93005246 | Nozzle for torch mig tor |  | 2
93005247 | Assembly Sprinkler Head |  | 1
93006003 | Male connector SUS 316 3 | /8 NPT x 6 mm | 8
93006005 | Male Connector SUS 316 1 | /2 NPT x 12 mm OD Tube | 139
93006006 | Male connector SUS 316 1 | /4 NPT x 12 mm | 10
93006007 | Union connector Brass 6 | mm x 6 mm | 6
93006009 | Male connector 10mm ODT | x 1/4 NPT, Brass | 0
93006009 | Male connector 10mm ODT | x 1/4 NPT, Brass | 29
93006010 | Male connector 1/4 NPT x | 6mm tube SS | 7
93006011 | Male connector Brass 1/8 | NPT x 6 mm Tube Swagelo | 8
93006012 | Union connector SUS 316 | 6 mm | 8
93006013 | Union Connector SUS 316 | OD.12 mm Tube | 63
93006014 | Union connector SUS 316 | 3/8 Tube | 3
93006015 | Union connector SUS 316 | 1/2 mm | 6
93006016 | Union connector Brass 8 | mm | 3
93006018 | Union connector 8mm ODT, | SS 316 P/N. SS-6MO-6 | 1
93006019 | Tee connector SUS 316 6 | mm | 6
93006020 | Tee connector SUS 316 12 | mm Tube | 103
93006021 | Tee connector Brass 6 x | 6 mm | 8
93006025 | Female connector 3/4 NPT | x 12mm tube sus 316 | 4
93006026 | Female Connector SUS 316 | OD 12mm tube x 1/2 NPT | 34
93006027 | Female connector 1/4 NPT | x 6 mm Brass | 9
93006028 | Female connector 1/4 NPT | x 8 mm Brass | 8
93006029 | Female connector 1/8 NPT | x 6 mm Brass | 4
93006030 | Female connector Brass 1 | /2 x 8 mm | 2
93006033 | Ferrule set SUS 316 12 m | m | 18
93006034 | Ferrule set SUS 316 8 mm |  | 14
93006035 | Ferrule set SUS 316 6 mm |  | 20
93006038 | Ferrule set 8mm ODT, Br | ass | 10
93006039 | Ferrule set 6mm ODT, Bra | ss | 10
93006041 | Cap SUS 316 6 mm |  | 5
93006042 | Drain plug male SUS 316 | 1/2 NPT mm | 90
93006047 | Fuse kaca 2A x 2cm 250v |  | 5
93006048 | Fuse kaca 4A x 2cm |  | 1
93006051 | Fuse kaca 1.2A x 3.2A 25 | 0v | 3
93006058 | Oil seal for motor Vs - | ID 90 | 1
93006060 | Oil seal for motor Vs-75 |  | 3
93006061 | Oil seal for motor Vs-85 |  | 2
93006062 | Oil seal for motor Vs-70 |  | 5
93006063 | Oil seal for motor Vs-45 |  | 2
93006068 | Oil seal for motor Vs-35 |  | 1
93006069 | Oil seal for motor Vs-60 |  | 0
93006069 | Oil seal for motor Vs-60 |  | 3
93006070 | Oil seal for motor Vs - | ID 65 | 3
93006071 | Oil seal for motor Vs - | ID 80 | 4
93006072 | Oil seal for motor Vs - | ID 95 | 3
93006073 | Oil seal for motor Vs - | ID 100 | 4
93006074 | Oil seal for motor Vs - | ID 30 | 0
93006075 | Oil seal for motor Vs - | ID 40 | 1
93006077 | O-ring P5 TCC |  | 13
93006100 | Tubing for seamless tubi | ng ASTM A269, OD Tube 12 | 52
93006123 | Neeple grease for motor | (Modifikai) M6 | 7
93006124 | Flexible Hose Teflon, Pa | njang: 500mm, Connection | 3
93006130 | Relay tanpa socket 110/2 | 20 VAC MY4N Omron | 0
93006132 | Relay + socket 24 VAC ,2 | NO 2NC Omron | 0
93006133 | Carbon brush (bostel) CB | -100 Makita / uk.11 x | 6
93006134 | Carbon brush (bostel) CB | -50 Makita / uk. 5 x 8 | 0
93006140 | Partisi F |  | 0
93006142 | Connector cable for batt | ery | 0
93006146 | Elbow conduit EMT 3/4 |  | 13
93006157 | Timer (Power of delay) H | 3CR-H8L (omron) 220v | 4
93006165 | Switch lampu 15 A, 300 | VAC National Inbow | 10
93006172 | Starter lampu neon S10 4 | -65w 220-240 VAC | 0
93006183 | Push on multi purpose ho | se 1/4 hose ID P/N.PB-4 | 0
93006184 | End conection of push on | hose 1/4 hose ID 6mm t | 0
93006193 | Ring pir M10 |  | 120
93006205 | Steker Arde Besar (Male | Stop Contact) 220v / 6A | 0
93006206 | Carbon brush (bostel) CB | -150 Makita / uk. 7 x | 0
93006218 | Ziton Z.620.582 ROR & fi | xer temp. heat detector | 2
93006219 | Saklar tunggal on/off |  | 0
93006227 | Male Connector 1/2 NPT x | 6mm Tube,Sus 316 | 8
93006230 | Male Connector 1/4 NPT | x 8mm Tube Brass Swagel | 4
93006232 | Male Elbow 1/4 NPT(M) x | 10mm tube brass P/N. B- | 6
93006233 | Male Connector 1/2 NPT( | M) x 10mm tube brass P/N | 3
93006255 | Fuse kaca 1A X 2 cm |  | 14
93006264 | Connector 1/8 BSP Male | x 8 mm tube | 0
93006266 | Battery Nickel Cadmium 1 | 150 mAH, 7.5V Duty Cycle | 2
93006267 | Battery Radio Motorola G | P 68, 7.5V (NI-CD) PMNN | 0
93006272 | Trafo 40 W (Untuk Lampu | TL) 220V / 50Hz Merk: Ph | 3
93006274 | Tee Connector 3/8 Tube | SUS 316 | 4
93006278 | Ferrule 3/8 SUS 316 |  | 10
93006286 | Nylon Tube 4mm Merk.SMC |  | 1
93006287 | Rebuilt Kits For Solenoi | d ASCO (Without Coil), T | 1
93006288 | Rebuilt Kits For Solenoi | d ASCO (Without Coil), V | 6
93006289 | Rebuilt Kit For Solenoid | ASCO (Without Coil), Vo | 4
93006290 | Repair Kit For 322H7506, | P/N.481203081 (Boiler) | 1
93006291 | Repair Kit For 322G8512, | P/N.7K834, Merk.Parker | 1
93006292 | Kabel Connector Telephon | e | 0
93006293 | Clam Hose 1/4 Sus 316 |  | 0
93006303 | Male Connector 1/2 NPT | x 6mm Tube Brass | 26
93006304 | Male Connector 1/4 NPT | x 6mm Tube Brass | 9
93006308 | Relay Omron My 2 Source | 12 VDC | 0
93006310 | Hose Connector 1/8 MNPT | x 1/4 Hose ID Swagelok | 0
93006311 | Male Connector Brass 1/2 | NPT x 8mm Tube Swagelo | 26
93006313 | Male Connector 3/8 NPT | x 1/4 Tube Mat l SUS 31 | 4
93006315 | Male Connector 1/4 NPT | x 1/4 Tube Mat l SS | 6
93006318 | V Seal V110 |  | 8
93006323 | Tubing Kapiler AC 0.70 |  | 10
93006325 | Male Connector 1/4 NPT | x 8mm Tube SUS 316 | 7
93006326 | Female Connector 1/2 NP | T x 8mm Tube SUS 316 | 5
93006342 | Timer Omron H3CR-A8 24 V | DC | 0
93006343 | Connector Telephone Male |  | 13
93006347 | Gland Pcking Graphite Te | bal. 3.2mm, Service Temp | 0
93006348 | Relay MY2 Contact 5A 240 | VAC 5A 28 VDC, Coil: 20 | 0
93006349 | Fuse P450 71 5.0 Amp |  | 5
93006350 | Fuse P420 5X 2.0 Amp |  | 15
93006351 | Fuse P413 6Z 1.3 Amp |  | 10
93006353 | Female Connector 1/2 NP | T x 6mm Tube Brass | 3
93006359 | Hex Plug 1/4 NPTM Sus 3 | 16 | 5
93006362 | Female Connector 1/2 NP | TF x OD Tube 6mm SUS316 | 4
93006366 | Polyurethane Tubing OD 8 | mm warna hitam | 0
93006368 | Male Connector 1/8 NPT | (28 GAP) x 6mm OD Tube S | 6
93006374 | Needle Valve End Connect | ion 12mm OD tube handle | 19
93006378 | Nok Seal TC 80 x 110 x 1 | 0mm | 2
93006379 | Nok Seal Din 45 Dout 60 | Tebal 8mm | 4
93006380 | O-Ring Viton ID=35mm, Te | bal=3mm | 3
93006381 | O-Ring Viton ID=23mm, Te | bal=2.5mm | 5
93006382 | O-Ring Viton ID=19mm, Te | bal=3mm | 0
93006383 | O-Ring Viton ID=11.5mm, | Tebal=3mm | 0
93006384 | O-Ring Viton ID=23mm, Te | bal=2.8mm | 5
93006385 | O-Ring Viton ID=14mm, Te | bal=3mm | 0
93006386 | Oil Seal SC 65 x 50 x 10 |  | 2
93006387 | Heater (Element Winning | W51) Untuk Hot Jet Typ | 1
93006388 | Relay MY4 24 VDC Omron |  | 6
93006390 | V Seal for motor VA - 75 |  | 3
93006391 | V Seal for motor VA - 65 |  | 3
93006392 | Relay Input Voltage Coil | : 24 VAC/DC Maximum Swit | 6
93006393 | Impact Transmitter IT681 | 0 P/N: IT 6810-001 Brand | 1
93006394 | Mating Connector P/N: 89 | 78-111-0100 IOM Cable Br | 0
93006396 | Switch For Receptacles | Catalog No. JBR6034-150 | 0
93006398 | Kaca Bening / Polos Uk. | 140 x 130mm T=3mm | 0
93006405 | 4/2 Way Solenoid Valve V | olt/Hz, 120/60, 110/50, | 2
93006408 | Limit Switch Dimention: | 31.5 x 26.0 x 10mm, 6A, | 1
93006409 | Diaphragm Material NBR F | or Deluge System With Ny | 1
93006411 | Fuse Kaca 5A Dia. 5 x 20 | mm | 10
93006413 | O-Ring Viton Din:21mm Te | bal: 2.7mm | 0
93006415 | Nipple For Grease Uk. Di | a=10mm, P=85mm | 0
93006417 | Oil Seal TC 55 x 72 x 10 |  | 4
93006423 | Ferrule 3/8 Brass |  | 21
93006424 | Carbon Brush (Bostel) De | walt Tebal:6mm, Tinggi:8 | 6
93006425 | Carbon Brush (Bostel) CB | 411A, P/N: 6434251 Mak | 0
93006426 | Carbon Brush (Bostel) CB | 203A P/N: 6432089 Maki | 0
93006427 | Ferrule set 1/4 OD tube | sus 316 | 10
93006428 | Bostel mesin bor metabo | (180) carbon brush | 2
93006434 | 3 Valve maifold conn. 1/ | 2 FNPT sus 316 | 0
93006435 | Female connector 1/2 NP | T x 12mm tube sus 316 | 11
93006436 | Male connector 1/2 NPT | x 8mm tube sus 316 | 12
93006441 | Fuse keramik size: dia. | 10mm x 38mm, 400 VAC, 4A | 18
93006442 | Thermoodynamic steam tra | p connection size: 1/4 | 0
93006443 | Tee connector 8mm tube b | rass | 7
93006445 | Female connector 3/4 NP | T x 8mm OD tube sus 316 | 9
93006450 | Relay LY2N coil 110 VAC | LY2N coil 110 VAC Omron | 0
93006456 | Diaphragm deluge system | ID=158,OD=210mm NBR | 1
93006457 | Male Connector 1/2" NPT |  | 6
93006458 | Ferrule 1/2" SUS 316 OD |  | 38
93006461 | Ceramic Fuse 11A 1000 | VAC/DC (#10 x 38)mm | 2
93006462 | Ceramic Fuse 0.44A 1000 | VAC/DC (#10 x 34)mm | 7
93006463 | Oil Seal NBR, | TC (20 x 30 x 7)mm | 0
93006466 | Female Connector Sus-316 | (1/8" BSP x 8mm) | 4
93006467 | Nipple Grease 1/8" BSP |  | 0
93006469 | Female connector Sus-316 | (1/8" BSP x 3/8" tube) | 6
93006470 | Male connector Sus-316 | (1/8" BSP x 3/8" Tube) | 8
93006471 | Miniature Circuit Breake | r 20A Westinghouse Quick | 0
93006472 | Snap Ring (ID 12 x T. 1 | mm) | 0
93006473 | Snap Ring (OD 22 x T. 1 | mm) | 0
93006474 | Subminiature fuse f/ PCB | Mounting size dia. 6mm | 2
93006475 | Fuse keramik 2A 230 VAC | (dia 10 x 38mm) | 17
93006476 | Fuse link type NS2A 2A |  | 5
93006477 | Fuse Link type NS4 4A |  | 5
93006478 | Fuse Link type NS25 25A |  | 5
93006479 | Fuse Link type HS10 10A |  | 5
93006480 | Oil Seal | TC (60 x 75 x 8)mm | 4
93006481 | Carbon Brush CB-311 | 9015A, | 0
93006482 | Oil Seal TC(17x25x4)mm |  | 4
93006483 | Oil seal TC 80 x 100 x | 10 mm | 2
93006484 | Snap ring ID=80, t=3mm |  | 0
93006485 | MASTER LEDtube T8 1200m | 16W Starter EMP | 0
93006486 | Oil seal size: OD.80mm x | ID. 65mm x T. 10mm | 4
93006487 | Pressure Switch | Type DSF158F001 | 2
93006488 | Male connector brass 3/8 | "NPT x 10mm ODT | 2
93006489 | Battery tadiran SL2770 | lithium thionyl chlorida | 0
93006490 | Pressure switch type DWR | 25-301 range (4 - 25)bar | 0
93006491 | Motor Starter |  | 0
93006492 | Digital thermometer mode | l 990-20-100-9-0-2-1-1-3 | 1
93006493 | Oil seal CF W2 BAU 3x2 I |  | 0
93006494 | Male connector 1/2" NPT | x 3/8" | 13
93006495 | Male connector 3/8" NPT | x 3/8" | 11
93006496 | Male connector 1/4" NPT | x 3/8" | 4
93006497 | Male connector 1/2" NPT | x 8mm | 124
93006498 | Male connector 3/8" NPT | x 8mm | 7
93006499 | Male connector 1/4" NPT | x 8mm | 0
93006500 | Union Connector / Nepel | Brass dia. 3/8" | 5
93006501 | Union Connector Brass | #(OD 8mm Tube) | 3
93006502 | Oil Seal 35x47x7 mm |  | 3
93006503 | Oil Seal 45x60x8 mm |  | 2
93006504 | Fuse kaca 10A 230V 10mmx |  | 0
93006505 | Oil Seal 40x52x8 mm |  | 2
93006506 | Oil Seal 50x65x10 mm |  | 1
93006512 | Oil Seal VA-25 |  | 1
93006513 | Oil seal TC45x65x8mm |  | 0
93006514 | Oil seal ID=50mm OD=83mm |  | 0
93006515 | Oil Seal 85x110x12 | single lip | 4
93006516 | Fuse keramik 15A, 5 x 30 |  | 10
93006517 | Time on delay LADS2 Schn |  | 2
93006518 | Male connector SUS 316 | size 1/8" NPT x 8mm ODT | 0
93006519 | Needle valve handle blac |  | 49
93006520 | Plug tube 12mm SS |  | 9
93006521 | Relay SR3D Safety emerge |  | 0
93006522 | Pilot lamp LED 220VAC si |  | 0
93006523 | Pilot lamp LED 220VAC si |  | 0
93006524 | Pilot lamp LED 220VAC si |  | 0
93006525 | Quick coupler connector |  | 10
93006526 | Tee dia.1/4" female NPT |  | 3
93006527 | Double nipple dia.1/4" s |  | 1
93006528 | Needle valve end connect |  | 4
93006529 | Power supply LED Lamp 44 |  | 3
93006530 | Carbon Brush (Bostel) HM |  | 0
93101002 | Element Filter NGGC-336 | PL01D6 "PECO" | 8
93101003 | Element Filter Dia. 200 | x 82.2, P-COS-08-40UW, C | 4
93102003 | Lever Shaft Packing Dia | 22.5 x 28 x 19 | 3
93102004 | Packing Dia 115 x 103 x | T.3, NBR | 8
93102005 | Packing Dia 78 x 59 x T. | 2, NBR | 19
93102006 | Packing Dia 76 x 44 x T. | 1,5 , CGO38-01-0-GW, V#6 | 10
93103002 | Joint Washer / Pump Oil | Seal Q081 HZ013 | 6
93103003 | Lipseal-Soleplate PR2393 | 44 | 4
93103004 | Seal Ring 4Z-4234#6 Dia | 18 x 25 | 52
93104001 | Spring 10580-032 Filteri | te Memtec USA | 6
93104002 | Internal Part: Tube & Sp | ring (10574-040)/ 20 Fi | 4
93105001 | O-Ring For Unloader Dia | 43.7 x 3.5, JB2401, 4D x | 20
93105002 | O-Ring For Unloader Dia | 15.8 x 2.4, JB2401,4D x | 36
93105003 | O-Ring Dia 79.4 x 3.1, J | IS B2401-1A-G-80, NBR Ko | 8
93105004 | O-Ring Dia 49.7 x 3.5, J | IS B2401-1A-P-50, NBR Ko | 1
93105005 | O-Ring For 2nd Stage Top | Cover Dia 299.5 x 8.4, | 3
93105006 | O-Ring Dia 69.4 x T. 3.1 | , 036-12011, G70, NBR Si | 13
93105007 | O-Ring Dia 39.4 x T. 3.1 | , 036-12004, G40, NBR Si | 7
93105008 | O-Ring 83254425NM-87 |  | 3
93105009 | O-Ring 83180463 |  | 0
93105010 | Set Of Pump O-Ring L451J | G071 | 26
93105011 | Set Pump O-Ring L45JG073 |  | 6
93105012 | Cap O-Ring Dia. 44.4 x 3 | .1 | 10
93105013 | Cap O-Ring Dia. 29.4 x 3 | .1 | 6
93105014 | O-Ring For Stuffing Box | Dia 95.4 x 2.8, 4G-15435 | 1
93105015 | O-Ring For Stuffing Box | Dia 104.4 x 3.1 ,JB2401, | 9
93105016 | O-Ring For Filter Dia 29 | .7 x 3.5, JISB2401-1A-P3 | 3
93105017 | O-Ring For Filter Dia 54 | .4 x 3.1 , JIS B2401-1A- | 4
93105018 | O-Ring For Cooler Dia 14 | 4.6 x 6.7,N2-8897-27,P-4 | 0
93106001 | Bearing Sleeve Inter mat | l.304.S11 P/N.N101 / 32 | 5
93107001 | Bearing Bush Pump End E2 | 59 JU042 Material Flouro | 1
93108001 | Bushing Metal Dia. 65 x | 73 x p.34, MBSG-13472 M | 2
93109001 | Coupling Rubber Dia 16 x | 31 x 18 | 0
93110001 | Diaphragm 01p-d02-0002 | Nikiso | 4
93110002 | Diaphragm I 4L-6969 #1,D | ia 95.5 x T. 0.75 Mat l | 2
93110003 | Diaphragm II 4L-6969 , D | ia. 95.5 x T. 0.75 Mat l | 4
93111001 | Imp. Wear Ring 1125D4C x | 12119 Ingersoll Dresse | 4
93112001 | Shaft Sleeve N101GJ307 |  | 2
93113001 | Ball 4Z-4234#4 Teikoku | Electric MFG | 6
93114001 | Bottom & Center Diffuser | Type C1 + C2 | 2
93115001 | Low Level Alarm Pump Uni | t Assy y For Lubricator | 5
93116001 | Model B 3/16 Pump Unit | Ass y For Lubricator Cod | 2
93117001 | DE 35 D129-THK3 Nuovo P | ignone | 1124
93118001 | Bearing Bush Inter Mat l | .Fluorosint P/N.E260JU03 | 1
93119001 | Crosshead Pin Metal Dia. | 65 x 72,MBS3G-09266,5G- | 2
93120001 | Fey Ring (Grease Retaine | r)L58051001 | 36
93121001 | Guide Bearing Dia115 x P | 100 x 97.5,MBS-2G-05892, | 1
93122001 | Main Bearing Dia115 x p9 | 0,MBS-2G-05891,5G-03831 | 1
93123001 | Plug For Piston Rod Dia | 11 x T13,MBS,4G-13850,5G | 56
93124001 | Ring For Piston Rod Dia. | 83 x T.12.5,MBS-4G-1385 | 5
93125001 | V-Ring Crank Shaft Dia.1 | 49 x Dia. 135 x T.12.8,V | 1
93126001 | Crankpin Metal 80 x 77.5 | x 115 MBS-2G-06066 | 0
93126001 | Crankpin Metal 80 x 77.5 | x 115 MBS-2G-06066 | 3
93201001 | Disc Dia. 45 x 29 |  | 4
93201002 | Disc Dia. 113 x 71 |  | 2
93201003 | Disc Dia. 150 x 89 |  | 3
93201004 | Disc Dia. 68 x 42 |  | 2
93201005 | Disc Dia. 101 x 55 |  | 2
93201006 | Disc Dia. 55 x 34 |  | 2
93201007 | Disc Dia.113 x 93 |  | 2
93202001 | Disc & Bellows Dia. 101 | x 129 x 117 | 2
93202002 | Disc & Bellows Dia 45 x | 77 x 75 | 2
93203001 | Set Screw Gasket Dia. 19 | x 12 x 1.5 | 55
93203002 | Set Screw Gasket Dia. 24 | x 16 x 1.5 | 32
93203003 | Set Screw Gasket Dia. 30 | x 20 | 2
93204001 | Spring Plate Dia. 58 x 2 | 8 x 16 | 2
93204002 | Spring Plate Dia. 58 x 3 | 5 x 16 | 2
93204003 | Spring Plate Dia. 58 x 3 | 3 x 16 | 2
93204004 | Spring Plate Dia. 78 x 5 | 3 x 18 | 2
93204005 | Spring Plate Dia. 99 x 5 | 4 x 26 | 2
93204006 | Spring Plate Dia. 119 x | 62 x 30 | 2
93204007 | Spring Plate Dia. 33.5 x | 58 x 16 | 4
93204008 | Spring Plate Dia. 49 x 2 | 5.5 x 12 | 2
93204009 | Spring Plate Dia. 78 x 4 | 9 x 20 | 2
93204010 | Spring Plate Dia. 41 x 2 | 6 x 12 | 4
93204011 | Spring Plate Dia. 41 x 2 | 3 x 12 | 2
93204012 | spring Plate Dia. 41 x 2 | 1 x 12 | 2
93204013 | Spring Plate Dia. 165 x | 113 x 51 | 2
93204014 | Spring Plate Dia. 78 x 5 | 1 | 2
93204015 | Spring Plate Dia. 58 x 2 | 9.5 x 16 | 2
93204016 | Spring Plate Dia. 78 x 4 | 4 x 20 | 2
93204017 | Spring Plate Dia. 139 x | 95 x 36 | 2
93204018 | Spring Plate Dia. 99 x 6 | 4 x 26 | 2
93204019 | Spring Plate Dia. 129 x | 86 x 32 | 2
93204020 | Spring Plate Dia. 78 x 4 | 6 x 20 | 2
93204021 | Spring Plate Dia. 58 x 3 | 4 x 16 | 4
93204022 | Spring Plate Dia. 32 x 1 | 9 x 10 | 6
93204023 | Spring Plate Dia. 53 x 9 | 4 x 24 | 2
93204024 | Spring Plate Dia. 49 x 3 | 4 x 12 | 2
93204025 | Spring Plate Dia. 41 xz | 28.5 x 12 | 2
93204026 | Spring Plate Dia. 24.5 x | 41 x 12 | 2
93204027 | Spring Plate Dia. 99 x 6 | 7.5 x 26 | 2
93204028 | Spring Plate Dia. 49 x 2 | 8.8 x 12 | 2
93204029 | Spring Plate Dia. 73 x 3 | 7 | 2
93204030 | Spring Plate Dia. 58 x 3 | 1 x 16 | 2
93204031 | Spring Plate Dia. 94 x 5 | 2 x 24 | 2
93205001 | Spring valve comp. | 60-I/3 white | 52
93205002 | Spring for valve comp. | 60-I/4 Green | 0
93205003 | Spring for valvr comp. | 60-I/5 Yellow | 70
93205004 | Spring for valve comp. | 60-I/7 Blue | 58
93205005 | Spring for valve comp. | 60-II/4 Green | 0
93205006 | Spring for valve comp. | 60-II/5 Yellow | 0
93205007 | Spring for valve comp. | 60-II/6 yellow | 58
93205008 | Spring for valve comp. | 60-III/2 Blue | 72
93205009 | Spring for valve comp. | 60-III/5 Yellow | 71
93205010 | Spring for valve comp. | 60-1613 white | 1
93205011 | Spring for valve comp. | 60-1711 blue | 24
93205012 | Spring for valve comp. | 60-1713 Red | 2
93205013 | Spring for valve comp. | 60-1714 Yellow | 72
93205014 | Spring for valve comp. | 60-2321 Red | 48
93205015 | Spring for valve comp. | 60-2822 Blue | 18
93205016 | Spring for valve comp. | 60-423631 red | 186
93205017 | Rubber Coupling SW/RRS | 'Rathi Coupling #110mm | 3
93301001 | 100% Control Fuse 1A / 6 | 0120001 Socomec | 28
93302001 | Operating HeatYellow / Z | B2-BV05 Telemecanique | 9
93303001 | Pilot Lamp Bulb Led Gree | n | 20
93303002 | Pilot Pamp Bulb Led Red |  | 40
94001003 | Aica aibon glue @ 1 kg |  | 2
94001010 | Battery Alkaline duracel | 1.5v size N | 4
94001011 | Battery Besar 1.5v |  | 11
94001012 | Battery kecil 1.5v AA |  | 16
94001013 | Battery ABC Kotak 9v |  | 9
94001014 | Belt dressing & conditio | ner permatex | 2
94001016 | Betel capital 5/8 x 4 1/ | 2 | 4
94001017 | Bumer tip No.1 |  | 1
94001018 | Bumer tip No.2 |  | 2
94001019 | Bumer tip No.3 |  | 4
94001020 | Cap brush 3 |  | 24
94001044 | Nozzle cutting plasma | P-80 | 8
94001046 | Cutting wheel 12 |  | 13
94001047 | Cutting wheel 4 Resibo | n | 46
94001048 | Cutting wheel 5 Resibo | n | 38
94001049 | Cutting wheel 7 |  | 55
94001050 | Developer magnaflug SKD- | S2 @(400 ml) | 2
94001051 | Draton 260 auto ignition | spray | 4
94001052 | Draton 290.03-Anti-Seize | -CU | 1
94001060 | Gasket remover (permatex | ) | 2
94001061 | Gergaji sandflex HSS BI | -Metal mm350-25-1.25 | 15
94001062 | Gergaji sandflex 12 12 | TPI | 1
94001064 | Glue belzona super metal | 1 x 1kg (base+solidifie | 1
94001065 | Glue super / alteco |  | 7
94001066 | Grease PTFE Tombo T- | 9401 | 5
94001067 | Grinding paste chemico N | o. 200 & 300 | 4
94001068 | Grinding wheel 4 Resib | on | 61
94001069 | Grinding wheel 5 Resib | on | 4
94001070 | Grinding wheel 7 |  | 36
94001071 | Ink sheet for video copi | er | 54
94001073 | Isolasi bening 2 |  | 6
94001074 | Isolasi kertas 2 |  | 8
94001076 | Isolasi tubing AC Nasua |  | 11
94001077 | Jarum las argon tungsten |  | 9
94001078 | Kaca las bening |  | 20
94001079 | Kaca las hitam No.11 |  | 1
94001080 | Kain majun |  | 50
94001081 | Kawat las Brass 2.6mm |  | 15
94001082 | Kawat las CIN 2-2.6mm |  | 2
94001083 | Kawat las LB 52U-2.6mm |  | 10
94001084 | Kawat las LB 52-2.6mm |  | 15
94001085 | Kawat las LB 52-3.2mm AW | S A5.1 E7016 | 50
94001086 | Kawat las LB 52-4.0mm |  | 30
94001087 | Kawat las PVC 2.5mm |  | 10
94001088 | Kawat las PVC 5mm |  | 0.5
94001089 | Kawat las RB 26-3.2mm |  | 15
94001090 | Kawat las tubing AC SAE | KI-O / silver | 9
94001091 | Kawat las TGS 308 - 1.6m | m | 10
94001092 | Kawat las TGS 309 - 2.4m | m | 5
94001093 | Kawat las TGS 50 CS - 2. | 4mm | 10
94001094 | Kawat las TIG 308 -2.4mm | / stainless | 10
94001095 | Kertas gosok No. 1000 c | w | 12
94001096 | Kertas gosok No. 1500 c | w | 10
94001097 | Kertas gosok No. 240 cw |  | 12
94001098 | Kertas gosok No. 360 / | 320 cw | 20
94001099 | Kertas gosok No.1 |  | 0
94001100 | Kertas gosok No.2 |  | 7
94001101 | Kertas gosok No.3 |  | 10
94001102 | Kertas gosok No.500 |  | 14
94001103 | Kuas 1 1/2 |  | 0
94001104 | Kuas 1 |  | 0
94001105 | Kuas 2 |  | 7
94001106 | Kuas 3 |  | 13
94001107 | Kuas 4 |  | 10
94001108 | Lak ban silver 2 |  | 11
94001109 | Loctite 272 |  | 3
94001110 | Loctite 640 |  | 4
94001111 | Loctite quick metal |  | 4
94001112 | Loctite RC / 680 |  | 3
94001113 | Long cap weld crap |  | 9
94001116 | Metal Marker white |  | 5
94001117 | Metal Marker yellow |  | 0
94001119 | Molykote 1000 |  | 1
94001120 | Monted wheel / Mata bor | ujung bulat A 12 (18 x 3 | 1
94001121 | Monted wheel / Mata bor | ujung bulat B 52 (10 x 1 | 8
94001123 | Nozzle tip No. 1A |  | 3
94001124 | Nozzle tip No. 2A |  | 4
94001125 | Nozzle tip No. 3A |  | 4
94001126 | Nozzle weld crap ceramic | No.5 | 10
94001127 | Nozzle weld crap ceramic | No.6 | 11
94001128 | Nozzle weld crap ceramic | No.7 | 10
94001148 | Oli SH Dromus BS / | 'Mobilcut 100' | 0
94001153 | Paper roll compartement |  | 5
94001154 | Penetran magnaflug SKL-S | P 400ml | 3
94001155 | Penetrating oil WD 40 | 333ml | 1
94001156 | Pisau bubut Widia B 12 | /3 ,A12,B12 | 3
94001158 | Printer head |  | 2
94001160 | Sarung Tangan Karet Tipi | s @ (Pasang) | 6
94001164 | PVC glue Isarplash 45 | gr | 0
94001166 | Remover magnaflug SKC-S | 400 ml | 3
94001167 | Rust remover PRPS Lube S | ynthcaerosol | 2
94001168 | Sarung tangan welding ar | gon GTAW | 25
94001169 | Sarung tangan welding le | ather SMAW | 0
94001170 | Scotch 3M 23 rubber tape |  | 11
94001171 | Scotch 3M super 33 vInyl | tape | 8
94001172 | Seal tape |  | 48
94001173 | Semen Glue GC-8 |  | 15
94001174 | Seyton 1030 4 way auto i | gnition 1030 | 3
94001177 | Contact cleaner |  | 3
94001179 | Paint Remover |  | 1
94001180 | Sheel diala B |  | 6
94001181 | Short cap weld crap |  | 8
94001184 | High Temperature RTV Sil | icone Merk: Permatex | 60
94001186 | Silicone Sealant 280 ml |  | 0
94001190 | Three bond 1102 glue | 100gr | 5
94001191 | Three bond 1104 glue 100 | gr | 6
94001192 | Three bond 1211 glue 100 | gr | 3
94001193 | Timah solder pancing |  | 3
94001194 | Tombo Corrosion paste T- | 9120 | 1
94001198 | Wire brush steel / Sikat | besi | 3
94001199 | Wire wheel 4 |  | 3
94001200 | Battery lithium duracel | DL2/3A, 3volt for pack a | 2
94001201 | Single spiral double ste | am brass 1 1/4 | 5
94001202 | Single spiral double ste | am brass 1/2 | 1
94001203 | Single spiral double ste | am brass 1/4 | 2
94001204 | Single spiral double ste | am brass 3/4 | 0
94001205 | Single spiral double ste | am brass 3/8 | 3
94001206 | Single spiral double ste | am brass 5/8 | 2
94001209 | Single spiral double ste | am sus 1/4 | 4
94001211 | Single spiral double ste | am sus 3/6 | 0
94001212 | Single spiral double ste | am sus 3/8 | 4
94001215 | Clear insulating varnish | draton 170 C | 1
94001218 | Welding electrode gougin | g NSG dia 3.2mm | 4
94001219 | Oli compressor AC 4 GS | Suneso | 4
94001223 | Plastik Bening & Tebal U | kuran 30 kg | 300
94001224 | Plastik Bening & Tebal U | kuran 15 kg | 100
94001225 | Plastik kantong 1 kg |  | 4
94001226 | Battery Lithium |  | 0
94001227 | Mounted Stone Size 25 x | 25 x 6mm | 4
94001230 | Betel Capital 3/8 x 4 | (KW1) | 4
94001234 | Nozzle (Body Weld Crap) |  | 7
94001235 | Kawat Las UTP 2133 dia 3 | .2 x 350mm | 7
94001236 | Tac Insert SNMM 190612-6 | 5 A=19.05, T=6.35, D=7.9 | 3
94001238 | Gun Silicone Sealant |  | 3
94001239 | Autosol |  | 3
94001240 | Betel Capital 3/8 x 5 |  | 3
94001241 | Plastik bening & Tebal U | kuran 2 kg | 3
94001243 | Silika Gel @100 gr |  | 0
94001244 | Silika Gel @ 250 gr |  | 0
94001245 | Plastik Bening & Tebal U | kuran 1 kg | 4
94001247 | Battery Size AAA, 1.5V |  | 7
94001249 | Refrigerant Oil 3 GSD 1 | gln=4 liter | 2
94001252 | Cutting Wheel 7 (Size: | 178 x 2.5 x 22.2) For St | 33
94001253 | Sikat Stainless Steel |  | 5
94001254 | Cutting Wheel 4 For Sta | inless Steel | 53
94001270 | Oil Esso Spartan EP 320 |  | 2
94001273 | Oil Sigma Lubricant S-46 | 0 P/N. 9.5409.00020 (1 G | 0
94001275 | Kawat las TGS 50 CS - 1. | 6 mm | 0
94001277 | Kawat Las Electrode 308 | Sus - 2.6mm | 0
94001278 | Kawat Las Electrode 309 | Sus - 2.6mm | 0
94001279 | kawat electrode Sus-309 | dia. 3.2mm | 0
94001280 | Kawat Las Filler Rood TG | S 309 Sus - 1.6mm | 5
94001281 | Kawat Las Filler TGS 308 | L Sus - 2.4mm | 0
94001282 | Lem Besi Dextone (40 gr) |  | 83
94001283 | Ingi Super Seal PTFE J | oint Sealant Tape Dimens | 1
94001284 | Ingi Super Seal PTFE J | oint Sealant Tape Dimens | 0
94001287 | Brass Wire Brush Halus G | agang Kayu | 0
94001289 | Ingi Super Seal PTFE J | oint Sealant Tape Dimens | 1
94001290 | Cutting Wheel 5 For Sta | inless Steel | 41
94001292 | Kawat Las TGS 316L Dia. | 2.4 x 1000mm, AWS A5.9 E | 10
94001293 | Welding Electrode Dia. 2 | .6mm AWS A54 E-308L-16L | 10
94001294 | Welding Electrode Dia. 3 | .2mm AWS A54 E-308L-16L | 10
94001295 | Mounted Flap Wheel Size: | 2 x 1 1/4 For Coated | 7
94001296 | Mounted Flap Wheel Size: | 3 x 2 For Coated Abra | 3
94001297 | Grease Exxon Mobil Type | Mobil Grease XHP 222 | 1
94001297 | Grease Exxon Mobil Type | Mobil Grease XHP 222 | 0
94001298 | Collet (Weld crap) dia. | 2.4mm | 5
94001299 | Kawat las filler rod TGS | 308L-2mm AWS ER 308L SF | 0
94001300 | Oil mobil gear XP 68 |  | 1
94001301 | Idemitsu Daphne Super Ge | ar 150 | 3
94001302 | Oil mobil gear XP 220 |  | 2
94001303 | Oil mobil gear XP 320 |  | 0
94001305 | Daphne Turbine oil 32 |  | 2
94001307 | Oil mobil DTE heavy medi | um | 9
94001308 | Oil mobil DTE heavy |  | 0
94001309 | Idemitsu Daphne Mechanic | oil 150 | 5
94001310 | Oil mobil ATF 220 |  | 6
94001311 | Oil mobilux EP2 |  | 1
94001312 | Oil mobil Daphne Apollo | Multi Runner 15W-40 | 3
94001313 | Oil mobil gear XP 460 |  | 3
94001314 | Kawat las filler rod TGX | 50 308-2.4mm AWS ER 308 | 5
94001315 | Kaca las hitam no.10 |  | 0
94001316 | Kapur tulis besi |  | 2
94001317 | Grinding wheel 4 for SS |  | 44
94001318 | Grinding wheel 5 for SS |  | 18
94001319 | Grinding wheel 7 for SS |  | 15
94001320 | Oli energol HP 10 / | Equivalen | 1
94001322 | Oli CPI 220 |  | 4
94001324 | Trayless roller (1 x 4)" |  | 1
94001325 | Revill roll painting 4" |  | 0
94001326 | Oil Turbo 46 Shell |  | 1
94001327 | Grease Daphne Eponex SR2 |  | 2
94001328 | Welding Electrode | dia. 2.5mm Gold 210 | 2
94001329 | Welding Electrode | dia. 3.2mm Gold 210 | 4
94001330 | Welding Electrode | dia. 2.5mm Gold 601 | 4
94001331 | Welding Electrode | dia. 3.2mm Gold 601 | 4
94001332 | Welding Electrode | dia. 2.5mm Gold 420 | 5
94001333 | Welding Electrode | dia. 2.5mm Gold 610 | 2
94001334 | Daphne Eponex Grease SR2 |  | 1
94001335 | Pisau Bubut 'Widia' type | A/B size (25 x 14 x 8 x | 2
94001336 | Kertas gosok roll | no. 240 cw (1" x 2000)mm | 0
94001337 | Kertas gosok roll | no 360 cw (1" x 2000mm) | 1
94001338 | TGS 316L | (dia. 1.6 x 1000mm) | 5
94001339 | TGS 316L | (dia. 2 x 1000)mm | 5
94001340 | Mobil Gargoyle arctic | SHC TM226E | 1
94001341 | Kawat las / Filler rod T |  | 5
94001342 | Kabel ties 150mm |  | 0
94001343 | Kabel ties 250mm UV resi |  | 0
94001344 | Kabel ties 300mm UV resi |  | 0
94001345 | Schoen Cable Type U | Insulated Terminal Din. | 100
94001346 | Schoen Cable Type O With |  | 0
94001347 | Schoen Cable Type I With |  | 100
94001348 | Mounted wheel model | Cylinder - batu gerinda | 7
94001349 | Mounted wheel model | tabung - batu gerinda | 7
94001350 | Grease Multemp SRL KYODO | Yushi Co Ltd | 0
94001351 | Sarung tangan pipe fitte |  | 5
94001352 | Nozzle cutting plasma | 1.7mm | 7
94001353 | Mobil grease FM101 |  | 0
94001359 | Battery lithium BR 1/2AA |  | 0
94001360 | Flux Core wire AWS 71T-1 |  | 0
94001361 | CT-501 NB pickling Gel ( |  | 0
94001362 | Tripple S Floor Maintena |  | 0
94001363 | Tripple S Floor Maintena |  | 0
94001364 | Kemet liquid Diamond typ |  | 0
94001365 | Kemet Diamond compound t |  | 0
94001366 | Pasta nozzle las mig Nab |  | 0
94002012 | Ear Muff, Merk: Peltor, | Model: H.74 | 0
94002013 | Ear Plug, Merk: Ultrafit | , Model: 4000c | 0
94002014 | Apron / Pelindung Panas |  | 0
94002016 | Leather Thermal Safety G | loves, Merk: Corsador Ed | 0
94002017 | Rubber Elctric Safety Gl | oves, Merk:Bata, Model: | 0
94002018 | Rubber Safety Gloves, Me | rk:MAPA, Model: Technic | 0
94002020 | Rubber Electric Safety S | hoes, Merk: BATA, Model: | 0
94002023 | Respirator / Masker Dust | Must | 0
94002026 | Safety Shoes No.6 |  | 0
94002027 | Safety Shoes No.7 |  | 0
94002030 | Safety Helmet |  | 0
94004489 | Single-phase Rectifier | with over-excitation, P | 0
95001017 | TCD Cell for TCD 201-400 | 34-10 | 1
95001031 | Valve 6 Port 201-35011-0 | 5 | 2
95001091 | Fid Nozzle assyP/N. 221- | 37304-03 Shimatsu | 2